## Tarifasventa
Cod. | Descripción | English | Italiano | French | PVP 1/01/2026
11 | ALETA DE TOPE Q 20-30-40 | STOP WING 20-30 | ALETTA IL TOP Q 20 30 40 | AILETTE BUTOIR Q 20-30 | 9
12 | EJE ALETA Q 20-30-40 (MEC.PARO) | WING SHAFT 20 | ALBERO ALETTA Q20 30 40(MEC .FERMO) | AXE AILETTE 20 | 7
13 | PALA AGITADOR QUASAR | AGITATOR-PADDLE MOD. 2030 | PALETTA AGITATORE 2030 | PALE AGITATEUR Q 2030 | 6
19 | ESCUADRA FIJACION MARCO | TOP SUPPORT BRACKET | SQUADRETTA FISSAGGIO PROFILO | EQUERRE FIXATION CADRE | 7
20 | TACO TOPE PUERTA PULSAR | PULSAR DOOR STOPPER | TASSELLO PUNTA PORTE | BUTEE DE PORTE | 3
21 | SOPORTE CABEZAL MQ 200 DCHO | RIGHT PRODUCTION HEAD SUPPORT | SUPPORTO TESTA MQ 200 DESTRA | SUPPORT DE TÊTE MQ 200 DROIT | 22
22 | SOPORTE CABEZAL MQ 200 IZDO | LEFT PRODUCTION HEAD SUPPORT | SUPPORTO TESTA SINISTRA MQ 200 | SUPPORT DE TETE GAUCHE MQ 200 | 22
23 | REFUERZO-SOPORTE FRONTAL MQ 200 | FRONTAL SUPPORT REINFORCEMENT | SUPPORTO ANTERIORE RINFORZO MQ 200 | RENFORCEMENT DU SUPPORT AVANT MQ 200 | 22
28 | MOTOR VENT.10W+PIE H72 220/50 M4Q045-CA03-51+71883 | FAN MOTOR 10W H72 220/50 | MOTOVENTILATORE 10W + PIE H 72 220/50 | MOTEUR VENTILATEUR 10W-H72-220/50 | 57
30 | FRENTE MAQUINA MQ 200 | MACHINE FRONT | MQ 200 MACCHINA ANTERIORE | FRONTALE MACHINE | 127
38 | - -PERFIL REJILLA 5152 PLATA FLECHA | FRAME GRILL SILVER | - - GRIGLIA PROFILO 5152 FRECCIA ARGENTO | - PROFIL DE GRILLE 5152 SILVER ARROW | 10
43 | SOPORTE EJE CORTINA P65-85-145 | CURTAIN AXLE SUPPORT P-G | SUPPORTO ASSE CORTINA P65-85-145 | SUPPORT AXE RIDEAU P-G | 5
44 | ESPIGA SALIDA CONDENSADOR W | CONDENSER EXIT PEG W | MANICOTTO USCITA CONDENSATORE W | SOIE SORTIE CONDENSATEUR W | 7
46 | CASQUILLO EMPALME CARDAN | PADDLE MOTOR COUPLING BUSH | GIUNTO COLLEGAMENTO ALBERO | RACCORD CARDAN | 11
47 | TUERCA 506-3B 213050-2 (5280) DELTATONE | NUT 506-3B | DADO 506-3B 213050-2 (5280) DELTATONE | ÉCROU 506-3B | 2
49 | CONTRAPESO | DOOR COUNTER WEIGHT | CONTRAPPESO | CONTREPOIDS | 8
50 | HUSILLO IQ-355 (C/CHAV. BAND) | AUGER IQ400 | VITE IQ400 | VIS SANS FIN IQ400 | 1348
51 | EJE TURBINA P65-85-145 | AXLE TURBINE P65-85-135 | ALBERO TURBINA P65-85-145 | AXE TURBINE P65-85-135 | 41
52 | CASQUILLO MECANISMO PARO | STOP MECHANISM BUSHING | SEPARATORE MECCANISMO ARRESTO | BAGUE ARRET | 2
53 | TORN. DIN 912 M-6X80 INOX A2 | ADJUSTING SPRING FOR TRAY | VITE DIN 912 M-6X80 INOX A2 | TIGE TENSEUR RESSORT | 6
54 | IQ 475 HUSILLO 54 | AUGER IQ550 | MANDRINO IQ 475 54 | VIS IQ550 | 1476
56 | SOPORTE MUELLE | SUPPORT SPRING | SUPPORTO MOLLA | SUPPORT RESSORT | 13
57 | FIJACION EVAPORADOR | EVAPORATOR SUPPORT | AFFISSIONE EVAPORATORE | FIXATION EVAPORATEUR | 9
58 | DEFLECTOR CUBITOS Q34-5-40 (58RB) | EJECT CUBE GRILL 40-50 | DEFLETTORE CUBTETI Q34-5-40 | DEFLECTEUR GLACONS 40-50 | 15
59 | DEFLECTOR CUBITOS Q6-65 (59RB) | EJECT CUBE GRILL Q60 | DEFLECTORE CUBETI 70 | DEFLECTEUR GLA CONS Q6-65 | 16
60 | DEFLECTOR CUBITOS Q8-85. (60RB) | EJECT CUBE GRILL Q90 | DEFLETORE CUBETI 90 | DEFLECTEUR GLACONS Q8-85 | 18
67 | MACHON REDUCIDO 3/4 X 1/2 laton | FIXING 3/4 | MASCHIO RIDOTTO 3/4 X 1/2 ottone | MÂLE RÉDUIT 3/4 X 1/2 laiton | 6
68 | BIELA CUBA AGUA 2/1-51A-50-49 | WATER TRAY ARM | BIELLA BACCINELLA ACQUA 2/1-51A-50-49 | BIELLE CUVE EAU | 25
75 | RETEN 18X24X4 DOBLE LABIO | DOUBLE LIP SEAL | ANELLO DOPPIA TENUTA | CACHET DOUBLE LEVRE | 5
80 | V-RING TWVA00200 (EJE 20) | V-RING TWA00200 (AXLE 20) | V-RING TWA00200 (ASSE 20) | V-RING TWA00200 (AXE 20) | 5
82 | REMATE BOCA DCHO | RIGHT DOOR GUARD | COPERTURA BOCCA DESTRA | COURONNE BOUCHE DROIT | 39
83 | REMATE BOCA IZDO | LEFT DOOR GUARD | COPERTURA BOCCA SINISTRA | COURONNE BOUCHE GAUCHE | 48
86 | JUNTA TORICA 32X2 | O-RING 32X2 | GUARNIZIONE OR 32.2 | JOINT TORIQUE 32X2 | 3
89 | LATERAL DERECHO Q65-85 (89CT) | RIGHT PANEL | LATO DESTRO Q65-85 | CÔTÉ DROIT Q65-85 | 120
90 | LATERAL IZQUIERDO Q65-85 (90CT) | LEFT PANEL | LATO SINISTRO Q65-85 | CÔTÉ GAUCHE Q65-85 | 120
92 | TAPON GPN 300 F21 | CAP | TAPPO GPN 300 F21 | BOUCHON GPN 300 F21 | 8
93 | TORN. DIN 7982 3.9X19 INOX | SCREW R/CH 3.9X19 D 7982 PH INOX | VITE DIN 7982 3.9X19 INOX | VIS R/CH 3.9X19 D 7982 PH INOX | 2
102 | TRASERA SUPERIOR Q85 (102CT) | TOP REAR PANEL P85145 | POSTERIORE SUPERIORE Q 85 | PARTIE POSTERIEURE P85145 | 35
104 | PILAR ACOMETIDAS Q-P GR. (104CT) | SUPPORT FOR INLET PIPES Q-P | PILASTRO COLLEGAMENTI Q-P GR. | SUPPORT TUYEAU Q-P | 7
105 | ABRAZADERA INOX 8-16/9W4 NORMA S/F | JUBILEE CLIP INOX 8-16/9W4 NORMA S/F | FASCETTA INOX 8-16 / 9W4 STANDARD S / F | COLLIER INOX 8-16/9W4 | 6
107 | JUNTA ARTICULACION | ARTICULATION JOINT | GUARNIZIONE ARTICULAZIONE | JOINT D'ARTICULATION | 3
110 | CUBIERTA SUPERIOR Q8-85 (110CT) | TOP COVER PANEL | COPERCCHIO SUPERIORE Q8-85 | COUVERCLE SUPÉRIEUR Q8-85 | 69
116 | FRENTE INFERIOR Q85-145 (116CT) | LOWER FRONT PANEL P85145 | ANTERIORE INFERIORE Q85-145 | PANNEAU FRONTAL INFERIEUR P85145 | 54
119 | FRENTE SUPERIOR PUERTA Q8-85 (119CT) | DOOR TOP FRONT Q-8,85 | ANTERIORE SUPERIORE PORTA Q8-85 | PARTIE FRONTALE SUP PORTE Q8-85 | 10
125 | IQ 135/175 COJINETE INFERIOR | IQ 135/175 LOWER BEARING | IQ 135/175 BOCCOLA INFERIORE | IQ 135/175 COUSSINET INFERIEUR | 287
126 | DEFLECTOR CANALON CUBA DE AGUA (126RB) | WATER DEFLECTOR | DEFLETTORE CANALLE ACQUA CUVA | DEFLECTEUR DESCENTE CUVE D EAU | 6
133 | LATIGUILLO FLEXIBLE 3/4 M.H 40 cm | FLEXIBLE SMALL WHIP 3/4 M.H 40 CM | LATIGUILLO FLESSIBILE 3/4 M.H 40 cm | MARTINET FLEXIBLE 3/4 M.H 40 CM | 45
137 | SOP EXT RETEN GRASA RODAMIENTO | GREASE BEARING | SUPP. EXT. TENUTA GRASSO CUSCINETTO | SUPP. EXT. JOINT DE GRAISSE PALIER | 6
138 | TAPA CAJA MOTOR AGITADOR | PADDLE MOTOR TOP COVER | COPERCHIO MOTORE AGITATORE | COUVERCLE BOITE MOTEUR AGITATEUR | 8
142 | SOPORTE MICRO BOYA | FLOAT MICRO SUPPORT | SUPPORTO DI MICRO BOYA | SUPPORT MICRO FLOTTEUR | 9
147 | SUJECION REJILLA | GRILL SUPPORT FASTENING | FISSAGGIO I GRIGLIA | FIXATION GRILLE | 6
151 | TRASERA INFERIOR MQ 200 | LOWER REAR PANEL | INFERIORE POSTERIORE MQ 200 | PARTIE POSTERIEURE INFERIEUR | 77
155 | CASQUILLO EJE PUERTA NG NEGRO | DOOR AXE BUSHING | BUSSOLA ALBERO PORTA NG NERA | DOUILLE PORTE | 3
156 | TOPE COMPAS NG | DOOR BUMPER | FERMO PORTA NG | BUTOIR COMPAS NG | 10
160 | PILAR DELANTERO NG-40 IZDO (160RB) | FRONT COLUMNE LEFT SIDE | PILASTRO ANTERIORE NG-40 SINISTRA | PILLIER FRONTAL GAUCHE NG-40 | 20
164 | EJE CORTINA P15-25-35-45(276MM) | CURTAIN AXLE P-S | ASSE CORTINA P-P | AXE RIDEAU P-P | 8
165 | DESAGÜE CUBA | DRAIN TRAY | SCARICO CUVA | VIDANGE CUVE | 5
168 | COJINETE ABIERTO (169) | NYLON TRAY BEARING | CUSCUNETTO APERTO | COUSSINET OUVERT | 2
169 | COJINETE CERRADO (168) | NYLON PADDLE BEARING | CUSCINETTO CHIUSO | COUSSINET FERME | 2
170 | TORN. DIN 933 M-8X50 INOX |  |  | VIS DIN 933 M-8X50 INOX | 5
171 | CASQUILLO PUERTA | BUSHING | SEPARATORE | DOUILLE | 2
175 | CABEZAL FABRICACION (PLAS) Q20 | HYDRAULIC BASEMENT Q20-40 | ASSIEME EVAPORATORE Q 20 | TETE DE PRODUCTION 20-30 (CHASSIS) | 26
176 | PALA CUBITOS MEDIANA ITV (AZUL) | SCOOP (MEDIUM) | PALA CUBITOS P | PALE GLACONS-PETITE | 38
178 | PINZA FIJACION | WATER PAN PLASTIC HOLDING | PINZA AFFISSIONE | PINCE FIXATION | 2
179 | SOPORTE LAMAS DCHA -12/76- | GRILL SUPPORT RIGHT | SUPPORTE LAMELLE DESTRO 12/76 | SUPPORT LAMES DROITE | 7
181 | CAJA MOTOR AGITADOR | PADDLE MOTOR BOX | SCATOLA MOTORE AGITATORE | BOITE MOTEUR AGITATEUR | 9
182 | COJINETE "D" AGITADOR | PADDLE MOTOR FRONT BEARING | CUSCINETTO "D" AGITATORE | COUSSINET "D" AGITATEUR | 3
183 | COJINETE "T" AGITADOR | PADDLE MOTOR BACK BEARING | CISCINETTO AGITATORE "T" | COUSSINET "T" AGITATEUR | 3
188 | SOPORTE LAMAS IZDA -12/76- | GRILL SUPPORT LEFT | SUPPORTE LAMELLE SINISTRO 12/76 | SUPPORT LAMES GAUCHES | 7
191 | CAIDA HIELO FRONTAL MQ 200 (191CT) | FRONT ICE FALLEN MQ 200 | AUTUNNO GHIACCIO FRONTALE MQ 200 | CHUTE GLACE FRONTALE MQ 200 | 104
192 | CAIDA HIELO INT ABAJO MQ 200 (192CT) | INSIDE ICE FALLEN MQ 200 | ICE FALL INT DOWN MQ 200 | CHUTE GLACE INFERIEUR MQ 200 | 26
193 | JUNTA FILTRO ENTRADA AGUA 3/4" | WATER INLET FILTER GASKET | GUARNIZIONE/FILTRO ENTRATA ACQUA 3/4" | JOINT-FILTRE ARRIVEE EAU 3/4'' | 3
196 | RETEN CENTRIFUGO | CENTRIFUGAL SEAL | TENUTA CENTRIFUGA | JOINT MÉCANIQUE CENTRIFUGE | 8
199 | RESORTE CIERRE | CLOSING SPRING | MOLLA CHIUSURA | RESSORT FERMETURE | 2
200 | MUELLE AMORTIGUADOR PUERTA | SPRING ABSORBER DOOR | MOLLA AMMORTIZATORE PORTA | RESSORT AMORTISSEUR PORTE | 5
202 | RESORTE SEGURIDAD BANDEJA D.1.8 MM | WATER PAN SEGURITY SPRING | MOLLA SICUREZZA BACCINELA 1.8 mm | RESSORT SECURITE CBAC D'EAU 1.8 M/M | 9
211 | BRIDA ENT.AGUA IQ TUBO 40 (211CT) | INLET WATER FLANGE | FLAG ENT.AGUA IQ TUBE 40 | BRIDE ENTREE D'EAU POUR IQ TUBE 40 | 8
217 | RESORTE SEGUR.BAND.Q20-30-40 1.6MM | WATER PAN SECURITY SPRING 1.6M/M | MOLLA SICUREZZA BASCINELLA Q20-30-40 1.6 mm | RESORT SECURITE BAC D'EAU 1.6 M/M | 9
220 | TORN. DIN 933 M-5X20 INOX |  |  | VIS DIN 933 M-5X20 INOX | 6
224 | POLEA CONDUCTORA D58 P45 MP | CONDUCTIVE PULLEY D-58 | PULEGGIA CONDUTTRICE D 58 | POULIE CONDUCTRICE D-58 | 11
237 | CAJA CARTON Q34-5 | CARDBOARD BOX 34 5 | SCATOLA DI CARTONE Q34-5 | BOITE CARTON | 32
243 | TORN. DIN 7981 3.5X12.7 INOX | SCREW DIN 7981 INOX | VITE DIN 7981 INOX | VIS DIN7981 INOX | 12
244 | TORN. DIN 7981 2.9X9.5 INOX | SCREW R/2.9*9.5 D7971 INOX |  | VIS R/CH 2,9*9,5 D7971 INOX | 4
247 | TORN. DIN 7985 M-5X25 INOX | SCREW DIN 7985 M-5X15 INOX | VITE DIN 7985 M-5X25 INOX | VIS INOX M 5*25 D84 | 12
248 | TORN. DIN 965 M-5X15 INOX | SCREW DIN 965 M-5X15 INOX | VITE INOX DIN965 M5 x15 | VIS INOX M5*15 D965 | 2
249 | TORN. DIN 933 M-5X10 INOX | SCREW DIN 933 M-5X10 INOX | VITE DIN 933 M-5X10 INOX | VIS INOX M 5*10 D 933 | 5
250 | TORN. DIN 7985 M-4X8 INOX A2 |  |  | VIS INOX M 4*8 D 84-85 | 3
255 | ESPARRAGO DIN 916 M-4X4 INOX A2 | KEYWAY SCREW M4*5 D916 | MANICOTTO DIN 916 M-4X4 ACCIAIO INOSSIDABILE A2 | VIS SANS TETE INOX M4X5 D916 | 2
258 | TUERCA DIN 934 M-5 INOX | NUT M5 STAINLESS D934 | DADO DIN 934 M-5 INOX | ECROU M5 INOX D934 | 12
261 | TUERCA DIN 934 M-6 INOX | NUT M6 D934 STAINLESS | DADO DIN 934 M-6 INOX | ECROU M6 INOX D934 | 5
262 | ARANDELA DIN 125 M-8 INOX |  |  | RONDELLE INOX M8 D-125 | 5
263 | ARANDELA DIN 125 M-6 INOX | WASHER STAINLESS M6 D 125 | RONDELLA DIN 125 M-6 INOX | RONDELLE INOX M6 D125 | 5
267 | PASADOR ALETA 2X20 D94 INOX A2(RECOCIDO) | WING PIN 2*20 STAINLESS | SPILLO ALETTA 2x20 D94 INOX A2 | GOUPILLE AILETTE 2*20 INOX | 2
271 | IQ 355-475 PLATO BRIDA 5366 FUNDIDO | BRIDLE/PLATE 5366 MELTED FOR IQ 355 |  | PLAT/BRIDE 5366 FONDUE POUR IQ 355- | 141
275 | TORN. DIN 7981 4.8X12.7 INOX A2 | SCREW DIN 7981 4.8X12.7 INOX A2 | VITE DIN 7981 4.8*12.7 INOX A2 | VIS 4,8X12,7 DIN 7981 INOX A2 | 3
277 | TORN. DIN 7981 3.5X25.4 INOX |  |  | VIS R/CH 3,5*25,4 D7971 INOX. | 6
278 | TORN. DIN 965 M-5X15 ZINC |  |  | VIS M5*15 D963 GAL | 2
279 | TORN. DIN 912 M-8X30 8.8 ZINCADO | SCREW M8*30 | VITE ZINCADO DIN 912 M-8X30 | VIS M8*30 | 5
282 | TORN. DIN 933 M-5X25 ZINC | SCREW 5*25 D933 ZINC |  | VIS 5*25 D933 ZINC | 4
285 | TUERCA DIN 934 M-8 ZINC | M8 GAL. NUT | DADO DIN 934 M-8 ZINCO | ECROUS M8 GAL | 2
288 | ARANDELA DIN 125 M-8 ZINC | M8 GAL WASHER | RONDELLA. DIN 125 M-8 ZINCO | RONDELLES M8 D125 GAL | 2
293 | VALV AGUA 3.5 B/3.5 B (1073) | WATER INLET VALVE | ELETTROVALVOLA ENTRATA ACQUA | VANNE ARRIVEE EAU | 34
301 | ABRAZADERA TUBO RICH 106 ( 26.2-30.2) |  |  | BRIDE ELASTIQUE MIKALOR 201625-8 | 5
304 | REMACHE FLOR TAPD516SW 4X17.5 ALUMINIO ALA ABOMBADA |  |  | REMACHE FLOR TAPD516SW 4X17.5 ALUMINIO ALA ABOMBADA | 3
310 | ABRAZADERA TUBO RICH 102 ( 15.1-16.7) | JUBILEE CLIP RICH 102 ( 15.1-16.7) | FASCETTA PER TUBO RICH 102(15.1-16.7) | BRIDE DE TUBE | 3
311 | TUERCA 522-1C 213020-3 (5283-PNA) DELTATONE | NUT 522 IA 213019-0 (SMALL) | DADO 522-1C 213020-3 (5283-PNA) DELTATONE | ECROUS 522-1C 213020-3 (5283-PNA) DELTATONE | 2
312 | GRAPA REF. C4434-2 226008-2 | TOP COVER SECURING CLIP | FASCETTA C4434-2 226008-2 | AGRAFE | 2
313 | MANGUITO ELASTICO DIN 1481 3X20 INOX A2 | ELASTIC TUBE 3*20 | MANICOTTO ELASTICO DIN 1481 3X20 INOX A2 | TUYAU ELASTIQUE 3*20 110050-0 | 5
314 | MANGUITO ELASTICO DIN 1481 2'5X18 INOX A2 | ELASTIC PIN 2,5*18 110034-0 | MANICOTTO ELASTICO DIN 1481 2,5x18 INOX A2 | VERROU ELASTIQUE DE SURETE 2,5X18 | 5
323 | CASQUILLO ACOPLE 28X32 MR2IV64 | FITTING BUSH 28X32 MR2IV64 | COPPIA DI ACCOPPIAMENTO 28X32 MR2IV64 | DOUILLE RACCORDEMENT 28X32 MR2IV64 | 198
329 | VALV AGUA 3.5 B (1152) | INLET WATER VALVE | ELETTROVALV. ACQUA 3.5 B | VANNE ARRIVEE EAU 180 | 17
330 | SOPORTE CORTINA MP 145-800 (330CT) | CURTAIN SUPPORT | SUPPORTO CORTINA MP 145-800 | RIDEAU DE SUPPORT MP 145-800 | 9
334 | PRESOSTATO SEGURIDAD (30.3-21.7KG) | SAFETY PRESSURE SWITCH | PRESSOSTATO ACB-2UB62(30.3-21.7)02AC0076 | PRESSOSTAT ACB-2UB62 (30.3-21.7KG) 02AC0076 | 42
335 | VALVULA SCHRADER 1/4" CAP.S/LLAVE OBUS COMPLETO | VALVE FOR REFRIGERANT REFILL | VALVOLA SCHRADER 1/4 CON VALVOLINA | VANNE SCHRADER 1/4'' | 6
336 | VISOR DANFOSS SGN 6s 1/4 SOLDAR 014-0148 | SIGHT | DANFOSS SGN 6s 1/4 SALDATURA VISIERA 014-0148 | VISEUR | 54
337 | BRIDA UNEX REF.1201-AGUJEROS- | CLIP TUBE | FLANGIA UNEX RIF.1201-FORI- | BRIDE UNEX REF 1201-TROUS- | 2
355 | RESORTE ENT AGUA Q20-30-40 0.8M/M | WATER INLET RESORT | MOLLA ENTR. AQUA 20-30-40 0.8mm | RESORT TUBE ARRIVEE D'EAU 0,8M/M | 2
358 | BOLSA 115x121 FUELLE 27x27 G-300 | BAG 1210X1150 G300 P 62 | BORSA 115x121 FUELLE 27x27 G-300 | SAC 1210X1150 G-300 P 62 | 7
363 | COLECTOR DESAGUE 3VIAS | DRAIN FITTING | RACCORDO SCARICO AQUA 3 VIE | COLLECTEUR VIDANGE TROIS VOIES | 11
368 | -&-TUERCA 1/4 SAE |  | - & BOCCHETTONE 1/4 SAE | - & BUSE 1/4 SAE | 6
371 | CAJA MICRO DCHA(MOTOR VOLTEADOR) | MICRO-SWITCH BOX (R) | SCATOLA MICRO DESTRA (MOTOR RIBALTAMENTO) | BOITE MICRO D (MOTEUR BASCULEUR) | 5
372 | CAJA MICRO IZDA.(M.PARO Y BOYA) | MICRO SWITCH BOX (L) | SCATOLA MICRO SINISTRA(M.ARRESTO E GALLEGIANTE) | BOITE MICRO G (M.ARRET ET FLOTTEUR) | 5
373 | PASACABLES 610-G | WIRE GUIDING 610-G | PASSACAVO 610-G | PASSE-CABLE 610-G | 2
378 | POLEA CONDUCIDA D122 P45 MP | CONDUCTIVE PULLEY D-122 | PULEGGIA CONDUTTRICE D 122 | POULIE CONDUITE D-122 | 15
382 | PEDIR 380C (NO EXISTE PROGRAMADOR 30' 220/50 C/TAQ.(2 MICROS)P195JE2L630) | TIMER 30' (WITH PIN) | TEMPORIZZATORE 30' (2 CAMME) | PROGRAMMATEUR 30 AVEC TAQUET | 82
387 | MICRO 83160065 IW3 ACC 153EX R=28.7 | MICRO-SWITCH ROLER-ARM | MICRO 83160065 IW 3 ACC 153EX R=28.7 | MICRO SWITCH AVEC GALET | 17
388 | MICRO BOYA 831604 IW3 ACC.75600175 (X0222031) | FLOAT MICRO SWITCH | MICRO GALLEGGIANTE 831604 IW3 ACC.75600175 | MICRO FLOTTEUR | 15
392 | TORN. DIN 912 M-6X16 INOX A2 | SCREW DIN 912 M-6X16 INOX A2 | VITE DIN 912 M-6X16 INOX A2 | VIS M6*16 | 2
393 | MOTOR RM63/50 (CON PALA VENTILADOR) | MOTOR P.15.25.35.45 WITH BEARING |  | MOTEUR P-15-25-35-45 AVEC ROULEMENT | 227
398 | RODAMIENTO 6202 2RS AISI 440C CUBA | BEARING 6202 2RS AISI 440C BIN | CUSCINETTO 6202 2RS AISI 440C VASCA | ROULEMENT 6202 2RS AISI 440C TUBING | 38
400 | REGLETA MAY 2 ELEM. TERM.6,35 RP4410007 | SEALED SPADE CONNECTOR 2 WAY | CONNETTORE MAY 2 POSTI 6.35 | REGLETTE | 8
403 | TERMINAL FASTON HEMBRA 6,35 3000152021 | FASTON FEMALE | TERMINALE FASTON FEMMINA 6.35 3000152021 | FASTON FEMELLE 6,35 3000152021 | 5
404 | VALV.AGUA 3.5 B/1 B (1151) | INLET WATER VALVE DOUBLE | ELETTROVALVOLA ACQUA 3.5B/1B | ELECTROVANNE DOUBLE | 29
406 | JUNTA TORICA 32'4X29'4X1'5 | TORIC JOINT 32'4 | GUARNIZIONE O-RING 32'4X29'4X1'5 | JOINT TORIQUE 32'4 | 2
409 | CAPSULA FASTON PROTECTOR DELANTERO 6.35 P63HD 1001P14000 | FASTON PROTECTOR | COPRIFASTON PROTEZIONE ANTERIORE 6.35 P63HD 1001P14000 | CAPSULE DE PROTECTION AVANT FASTON 6.35 P63HD 1001P14000 | 5
410 | MOTOR VENTILADOR 18W+PIE H84 220/50 | FAN 250-83 | MOTOVENTILATORE 18W +PIE H84 220/50 | VENTILATEUR 18W+ H84 220/50 M4Q045-DA01-01+71885 | 54
418 | FRENTE INFERIOR NG-40 (418CT) | LOWER PANEL NG-40 | ANTERIORE INFERIORE NG-40 | PANNEAU FRONTAL INFERIEUR NG-40 | 23
424 | PRESOSTATO (OFF 16-ON 17 BAR) | CONDENSATION PRESOSTAT (FAN-WATER) | PRESSONTATO VENTILATORE | PRESSOSTAT VENTILATEUR | 69
426 | TUERCA SAE 3/8" (7010/33) | NUT SAE 3/8 | BOCCHETTONE SAE 3/8" | ECROU SAE 3/8" | 3
430 | UNION 3/8-SAE 3/8GAS RECT.MM | UNION 3/8 SAE 3/8 GAS STRAIGHT | UNIONE 3/8 SAE 3/8 GAS RETTA | UNION 3/8 SAE 3/8 GAZ DROIT | 12
444 | MOTOR VENTILADOR 5W+PIE H72 220/50 | 5W FAN 200 | MOTOVENT. 5W+PIE H72 220/50 | VENTILATEUR 200 | 36
445 | MOTOR VENT.10W+PIE H84 220/50 M4Q045-CA03-49 | FAN MOTOR 10W 250 | MOTOVENTILATORE 10W+PIE H84 220/50 | MOTEUR VENTILATEUR | 55
449 | DESHIDRATADOR 20GR 1E 2S 1/4"(SM320S209) | 20 GR. DRIER 1/4 125 MM | DESHIDRATORE 20 GR.1E 2S 1/4 (SM320S209) | DESHIDRATEUR 20 GR. | 18
451 | SEPAR.PART.D.30x250 2S 3/8"(ACC2A30250) | SEPAR.PART.D.30x250 2S 3/8"(ACC2A30250) | BOYLER .D.30x250 2S 3/8 ""(ACC2A30250)" | SEPARATEUR PARTICULESD.30x250 2S 3/8"(ACC2A30250) | 15
466 | FLEJE PET-VT-12557SC 12x0,80 MM VERDE |  |  |  | 4
478 | &LINGOTE ESTAÑO 60% (LINGOTILLOS)-ASTM-B-32 | TIN INGOT | & LINGOTE STAGNO 60% (LINGOTILLOS) -ASTM-B-32 | & LINGOTE TIN 60% (LINGOTILLOS) -ASTM-B-32 | 177
484 | PUERTA NG-40 INOX (484CT) |  |  | PORTE NG-40 INOX (484CT) | 45
487 | CONDENSADOR Q6V 8X4 C/B | AIR CONDENSER 8X4 | CONDENSATORE Q6V 8X4 C/B | CONDENSEUR 8*4 | 182
502 | PALA VENTILACION MOTOR CRZ | WATER PUMP FAN | PALA DI VENTILAZIONE MOTORE CRZ | VENTILATION DU POMPE | 13
504 | ANILLA COMPRESION SCB 1853-224106 | COMPRESSION RING 5CB 1853-224106 | ANELLO DI COMPRESSIONE SCB 1853-224106 | ANNEAU DE COMPRESSION SCB 1853-224106 | 2
506 | PUENTE NG-40 (506CT) | CHASSIS NG-40 | PONTE NG-40 | PONT NG-40 | 21
507 | TAPA REGISTRO NP 45 INOX (507CT) | COVER INOX 45 | COPERCHIO REGISTRO NP 45 INOX | COUVERCLE DE REGISTRE NP 45 ACIER INOXYDABLE | 10
510 | MR 2IV50 VO3A-hb71B4 230.400-50 B5/0.37 kw | GEAR MOTOR 2IV50 TRIPHASE | MR 2IV50 VO3A-hb71B4 230.400-50 B5 / 0.37 kW | MOTEUR REDUCTEUR 2IV50 71C4 TRIFASE | 1999
520 | SUPLEMENTO INT BOCA CUBA P-65 (520CT) |  |  | SUPPLÉMENTO INT BOCA CUBA P-65 (520CT) | 13
523 | CONTERA 20X20NEGRA | SIDE PANEL | TAPPO LATERALE COLLETORE | COUVERCLE LATERAL COLLECTEUR DP | 6
526 | INYECTOR PLANO DP | DP SPRAY NOZZLE | SPRUZZATORE PIANO | INJECTEUR PLAT DP | 5
543 | TAPA CANAL DESAGUE P65-85-145 | DRAIN PIPE CAP P6585145 | COPERCHIO CANALE DI SCARICO P65-85-145 | COUVERCIE E'COULEMENT D'EAU P658514 | 10
547 | BOBINA YB09 230/50-60Hz 304398(5173) | COIL YB09 230/50-60 | BOBINA YB09 230 / 50-60Hz 304398 (5173) | BOBINE YB09 230/50-60Hz 304398(5173) | 23
550 | VALVULA EXP.TERM.FLICA TLEX 1 R22 | EXPANSION VALVE | EXP.TERM.FLICA TLEX 1 R22 VALVE | EXP.THERM.FLICA TLEX 1 R22 VALVE | 200
554 | COJINETE TRASERO MOTOR AG. Q20-30 | PADDLE MOTOR BACK BEARING | BUSSOLA POSTERIORE M. AGITATORE Q20-30 | COUSSINET POSTERIEURE M.AGIT.Q20-30 | 2
556 | COJINETE AGITADOR Y CUBA W Q20-30 | PADDLE MOTOR BEARING Q20-40 | BUSSOLA AGITATORE E CUVA W Q2030 | COUSSINET PASSANT M.AGITATEUR Q20-3 | 2
557 | TIRANTE LATERAL NG-40 (557CT) | SIDE TENSE NG-40 | TIRANTE LATERALE NG-40 | BRETELLE LATERALE NG-40 | 9
558 | SOPORTE EJE BANDEJA (CUBA W) Q20-30 | WATER TRAY AXIS SUPPORT Q20-40 | SUPPORTO ASSE CUBETTA (CUVA W)Q20-30 | SUPPORT AXE CUVE EAU Q20-30 | 6
559 | COJINETE DELANTERO MOTOR AGITADOR | PADDLE MOTOR FRONT BEARING 20 | BUSSOLA ANTERIORE MOTORE AGITATORE | COUSSINET AVANT MOTEUR AGIT. | 3
561 | TOPE PALAS AGITADOR (MOD.1991) | PADDLE FIXING BUSH (1991) | PUNTA PALA AGITATORE | BUTOIR PALES AGITATEUR (1991) | 7
564 | SOPORTE EVAPORADOR Q20-30-40 | EVAPORATOR SUPPORT Q20-40 | SUPPORTE EVAPORATORE Q 20-30-40 | SUPPORT EVAPORATEUR Q20-30 | 2
577 | TAPA CUADRO ELECTRICO MQ 200 (577CT) | COVER TERMINAL BLOCK MQ 200 | COPERCHIO QUADRO ELETTRICO MQ 200 | COUVERCLE CADRE ELECTRIQUE MQ 200 | 9
587 | PALA VENT. 172x34º ALUM.73806-2-3634 | FAN BLADE 172X34º | PALA VENTILATORE 172x34º ALLUM.73806-2-3634 | PALE VENTILATEUR. 172x34º ALUM.73806-2-3634 | 7
593 | RECOGE AGUA QUASAR | DRAIN BIN | RACCOLTA ACQUA QUASAR | BAC D'ECOULEMENT | 13
595 | SOPORTE MICRO BOYA Q20-40 | MICRO SUPPORT | SUPPORTE MICRO GALLEGIANTE Q 20-40 | SUPPORT MICRO FLOTTEUR | 5
603 | PALAS TURBINA ''1'' | TURBINE PADDLES 1 | PALETTE TURBINA '' 1 '' | PALES TURBINE "1" | 3
604 | CASQUILLO SEPARADOR HEXAGONAL | SEPARATOR CAP | SEPARATORE ESAGONALE | DOUILLE SEPARATEUR HAXAGONAL | 2
605 | LAMA CORTINA INTERIOR (10mm) | INNER CURTAIN FLAP | BANDIERINA INTERNA(10MM) | LAME RIDEAU INTERIEUR | 2
606 | LAMA CORTINA EXTERIOR (25mm) | OUTER CURTAIN FLAP | BANDIERINA ESTERNA(25MM) | LAME RIDEAU EXTERIEUR | 2
607 | POLEA CONDUCTORA D 48 P15 35 | CONDUCTIVE PULLEY D48 P152535 | PULEGGIA DI GUIDA D 48 P15 35 | POULIE CONDUCTRICE D48 P152535 | 10
608 | POLEA CONDUCIDA D 145 P15 35 | CONDUCIVE POLLEY D145 P152535 | PULEGGIA CONDOTTA D 145 P15 35 | POULIE CONDUITE D145 P152535 | 19
609 | -&-CUADRO ELECTRICO AZUL | TERMINAL BLOCK BOX | - & - SCATOLA ELETTRICA BLU | CASSE DE CADRE ELECTRIQUE | 12
611 | CASQUILLO SEPARADOR RODAMIENTO | BEARING SEPARATOR CAP | SEPARATORE CUSCINETTO | SÉPARATEUR DE ROULEMENTS | 2
613 | SOPORTE EJE CORTINA P15 45 | CURTAIN AXLE SUPPORT P-S | SUPPORTO ASSE TENDA P15 45 | SUPPORT AXE RIDEAU P-P | 3
614 | TAPON UNIVERSAL PULSAR | STANDARD STOPPER | TAPPO UNIVERSALE PULSAR | BOUCHON UNIVERSEL | 6
616 | RESBALON CIERRE | CLOSING SLIDE | DIAPOSITIVA DI CHIUSURA | VERROU DE PORTE | 6
618 | SOPORTE DEL RODAMIENTO | BEARING SUPPORT | SUPPORTO CUSCINETTO | SUPPORT DU ROULEMENT | 5
622 | CORREA P2565 (415MM) | BELT P2565 (415MM) | CINGHIA P2565 (415MM) | COURROIE P2565 (415MM) | 15
623 | CORREA P85-145 BLANDA C78 A55 640mm | BELT P85145 (640MM) | CINGHIA P85-145 MORBIDA C78 A55 640mm | COURROIE P85145 (640MM) | 16
624 | CORREA P3545 STAR5070 C78 A55 470MM | BELT P3545 (470MM) | CINGHIA P3545 (470MM) | COURROIE P3545 (470MM) | 13
627 | PALAS TURBINA ''2'' | TURBINE PADDLES 2 | PALETTE TURBINA '' 2 '' | PALES TURBINE "2" | 3
629 | CORREA P15-MP BLANDA C78 A55 360mm | BELT P15MP (360MM) | CINTURA P15-MP BIANCO C78 A55 360mm | COURROIE P15MP (360MM) | 15
630 | TAPA CANAL DESAGUE 15-25-35-45 | DRAIN PIPE CAP P15253545 | SCARICO COPERCHIO CANALE 15-25-35-45 | COUVERCIE ECOULEMENT D'EAU P1525354 | 8
638 | RETEN GRASA | GREASE SEAL | TENUTA GRASSO | JOINT DE GRAISSE | 5
644 | LATERAL DERECHO P25 (644CT) | RIGHT SIDE PANEL P25 | LATO DESTRO P25 | PANNEAU DROIT P25 | 54
645 | LATERAL IZQUIERDO P25 (645CT) | LEFT SIDE PANEL P25 | LATO SINISTRO P25 | PANNEAU GAUCHE P25 | 54
646 | LATERAL DERECHO P35 (646CT) | RIGTH SIDE PANEL P35 | LATO DESTRO P35 | LATERAL DROIT P35 | 58
647 | LATERAL IZQUIERDO P35 (647CT) | LEFT SIDE PANEL P35 | LATO SINISTRO P35 | LATERAL GAUCHE P35 | 58
648 | CUBIERTA P15-25-35 (648CT) |  |  | COUVERCLE P15-25-35 (648CT) | 47
651 | FRENTE INFERIOR P35 (651CT) | LOWER FRONT PANEL P35 | ANTERIORE INFERIORE P35 | FRONT INFERIEUR P35 | 40
652 | FRENTE SUPERIOR 15-25-35 (652CT) | DOOR TOP FRONT P152535 | ANTERIORE SUPERIORE 15-25-35 | FRONT SUPERIEUR P152535 | 6
654 | TRASERA P25 (654CT) | BACK PANEL P25 | POSTERIORE P25 | PARTIE ARRIERE P25 | 13
655 | TRASERA P35 (655CT) | BACK PANEL P35 | POSTERIORE P35 | PARTIE ARRIERE P35 | 38
662 | BOCA CUBA STOCK P15 | ENTRY FRAME P15 | STOCK BASCA BOCCA P15 | BOUCHE CUVE STOCK P15 | 39
666 | REMATE TUBO TERMOSTATO | THERMOSTAT JOINT | FISSAGGIO TUBO TERMOSTATO | COURONNE TUBE THERMOSTAT | 5
667 | CUBIERTA CANALON P-45 | DRAIN PIPE COVER P45 | CANALON COVER P-45 | COUVERTURE DESCENTE P45 | 10
668 | SOPORTE CUBIERTA CANALON (P-15) | DRAIN PIPE COVER SUPPORT | SUPPORTO COPERCHIO CANALLE (P-15) | SUPPORT COUVERTURE DESCENTE | 12
669 | CUBIERTA CANALON P25 | DRAIN PIPE COVER P25 | COPERCHIO CANALON P25 | COUVERTURE DESCENTE P25 | 8
670 | CUBIERTA CANALON P35 | DRAIN PIPE COVER P35 | COPERCHIO CANALON P35 | COUVERTURE DESCENTE P35 | 9
674 | SUPLEMENTO EJE CUBA AGUA Q 20-30 | WATER TRAY SUPPLEMENT Q20-40 | SUPPLEMENTO ASSE BACINELLA DI ACQUA Q 20-30 | SUPPLEMENT AXE BAC EAU 20-30 | 2
675 | CUBIERTA CUADRO ELECTR.PULS (675CT) | TERMINAL BLOCK TOP COVER | COPERCCHIO SCATOLA ELETTRICA PULS. | COUVERCLE CADRE ELECTRIQUE | 13
694 | SOPORTE TERMOS.CICLO DIA.22MM | CYCLE THERMOSTAT SUPPORT | Sostieni THERMOS.CYCLE DAY.22MM | SUPPORT THERMOSTAT CYCLE | 3
702 | MUELLE PUERTA NG | DOOR SPRING NG | MOLLA SPORTELLO NG | RESSORT PORTE NG | 8
719 | TORN. DIN 912 M-12X30 12.9 ZINC | SCREW M12*30 | VITE ZINCO DIN 912 M-12X30 | VIS M12*30 | 3
722 | TORN. DIN 912 M-8X50 12.9 ZINCADO |  |  | VIS DIN 912 M-8X50 12.9 ZINGUÉ | 3
723 | -&-SOPORTE REDUCTOR IQ-85 (723CT) | GEAR SUPPORT IQ | - & - SUPPORTO RIDUCENTE IQ-85 | - & - SUPPORT DE RÉDUCTION IQ-85 | 10
725 | RETEN 25X32X7 DOBLE LABIO | SEAL 25X32X7 | TENUTA 25X32X7 | JOINT D'ÉTANCHÉITÉ 25X32X7 | 13
726 | RETEN 45X58X7 DOBLE LABIO | SEAL 45X58X7 | TENUTA 45X58X7 | JOINT 45X58X7 | 18
731 | PASACHAPAS DIAMETRO 50 | HOLE BUSHING RING | PASSACAVO DIAMETRO 50 | PASSE-TOLES DIAMETRE 50 | 6
751 | CANT.T 660 P15 | CORNER PLASTIC PIECE | QUANTITÀ T 660 P15 | COIN | 3
753 | CANT.T 735 P25 | CORNER PLASTIC PIECE | QTÀ 735 P25 | COIN | 5
758 | CUBIERTA CANALON P-85 | DRAIN PIPE OVER P85 | COPERCHIO CANALON P-85 | COUVERTURE DESCENTE P85 | 13
762 | VALV.PARKER 127ALS 1.9 360144 | PARKER VALVE VE127ALS 1.9 220V | VALV.PARKER 127ALS 1.9 360144 | SOUPAPE PARKER VE127ALS 1.9 220V | 52
766 | REJILLA DESAGUE LAVABO | BIN DRAIN GRILL | GRIGLIA DI SCARICO LAVANDINO | GRILLE ECOULEMENT STOCK | 5
769 | CARTUCHO CARBON ACTIVO | ANTI-CLORINE CARTRIDGE |  | CARTOUCHE CHARBON ACTIF | 76
780 | DESAGÜE CUBA BLANCO | WHITE DRAINAGE TRAY | SCARICO CUVA BIANCO | SORTIE CUVA BLANC | 5
785 | DRENAJE BOCA IQ-85 | DRAINAGE IQ | SCARICO BOCCA IQ-85 | BOUCHE DRAINAGE IQ85 | 6
803 | FIJACION EJE SRR-5 REF.211009-7 | FIXING DOOR ACHSE | FISSAGGIO ASSIALE SRR-5 REF. 21009-7 | FIXATION AXE PORTE | 5
805 | RESTRICTOR 8MM | WATER FLOW RESTRICTOR 8MM | RESTRICTORE 8mm | RESTRICTEUR 8MM | 9
808 | BANCADA NG-40-IQ 85 (808CT) | BASE PLATE NG40 IQ-85 | PIASTRA DI BASE NG-40-IQ 85 | BANC NG40-IQ85 | 19
810 | ALETA TOPE MEC. PARO Q3.34.5 | STOP WING 4 | ALETTA TOP MEC.ARRESTO Q3.34.5 | AILETTE BUTOIR MEC. ARRET 4 | 9
811 | ALETA TOPE MEC. PARO Q6.65 | STOP WING 6 | ALETA PUNTA | AILETTE BUTOIR MEC. ARRET 6 | 9
812 | ALETA TOPE MEC. PARO Q8.85 | STOP WING 8 | ALETTA TOP MEC.ARRESTO Q8,85 | AILETTE BUTOIR MEC. ARRET 8 | 10
813 | EJE ALETA Q3.34.5 | WING SHAFT 4 | ALBERO ALETTA Q3 34.5 | AXE AILETTE 4 | 8
814 | EJE ALETA Q6.65 | WING SHAFT 6 | ASSE ALETTA 6 | AXE AILETTE 6 | 9
815 | EJE ALETA Q8.85 | WING SHAFT 9 | ASSE ALETTA 9 | AXE AILETTE 9 | 10
816 | SOPORTE EJE ALETA T.M.P. | WING SHAFT SUPPORT | SUPPORTO ASSE ALETTA T.M.P. | SUPPORT AXE AILETTE | 7
817 | RESORTE MUELLE POSICIONADO ALETA | BASCULE FLAP SPRING | MOLLA POSIZIONAMENTO ALETTA | RESSORT POSITION | 2
820 | MUELLE TENSOR CORREA P85-145 | BELT TENSILE SPRING P85145 | MOLLA TENDICINGHIA P85-145 | RESSORT TENSEUR COURROIE P85145 | 6
821 | EJE CORTINA P65-85-145 | CURTAIN AXLE P6585145 | ALBERO BANDIERINE P65-85-145 | AXE RIDEAU P6585145 | 12
825 | PILOTO VERDE D311 380/50Hz DELECSA | GREEN LIGHT | PILOTA DELECSA GREEN D311 380 / 50Hz | TEMOIN VERT | 17
826 | PILOTO ROJO D311 220/50Hz DELECSA | RED LIGHT | PILOTA DELECSA ROSSO D311 220 / 50Hz | TEMOIN ROUGE | 16
836 | BANDA ALIMENTACION 500X1(LONA)BL.A | FEED BAND (SAILCLOTH) | POWER BAND 500X1 (TELA) BL.A | BANDE ALIMENTATION (TOILE À VOILE) | 155
838 | VASO CONTENEDOR FILTRO | FILTER BODY |  | FILTRE CINTROPUR 3/4 GAZ | 80
842 | ABRAZADERA TUBO RICH 101 ( 11.9-13.5) | JUBILEE CLIP RICH 101 (11.9-13.5) | FASCETTA PEER TUBO RICH 101 (11.9-13.5) | BRIDE DE TUBE 101 ( 11.9-13.5) | 3
843 | VALV.PARKER SOL 3/8"PM145.6IRSP V10S3 | HOT GAS VALVE | VALV.PARKER 3/8" PM145.6IRSP V10S3 | VANNE GAZ CHAUD PARKER SOL 3/8"PM145.6IRSP V10S3 | 140
845 | CAJA REPUESTOS 21X21X21 | PARTS BOX 21*21*21 |  | BOÎTE DE PIÈCES DE RECHANGE 21X21X21 | 5
848 | ABRAZADERA TUBO RICH 108 ( 40.5-46.0) | BRACKET INOX | FASCETTA PER TUBO RICH 108 (40.5-46.0) | BRIDE INOX | 6
856 | PERFIL VINIGOM GRIS-3124- (PL1/109) | PERFIL VINIGOM | PROFILO VINIGOM GRIGGIO-3124- (PL1 / 109) | PROFIL VINIGOM GRIS-3124- (PL1 / 109) | 6
863 | FRENTE INFERIOR S-80 (863CT) |  |  | PANEL INFÉRIEUR S-80 (863CT) | 56
867 | CLIP SUJECCION DISTRIBUIDOR | WATER DISTRIBUTOR SUBJECTION PIN |  | AGRAFE SOUTIEN DISTRIBUTEUR | 4
870 | VALV AGUA 3.5 B/1 B/3.5- (1037) | WATER INLET VALVE (2 COILS-3 WAYS) | VALV AGUA 3.5 B / 1 B / 3.5- (1037) | VANNE ARRIVEE D'EAU (2BB-3S) | 29
875 | REFUERZO BALANCIN TENSOR | REINFORCEMENT TENSOR BALANCING | RINFORZO BLIANCIATORE TENDITORE | RENFORCEMENT DU TENDEUR | 6
878 | CHAVETA ACOPLE MR2IV64 | COTTER PIN MR2IV64 | CHAVETA ACOPLE MR2IV64 | CLAVETTE MR2IV64 | 37
894 | HUSILLO IQ-475 EJE 32 | AUGER IQ550 | ALBERO IQ-475 32 | VIS IQ550 | 1724
896 | SOPORTE CUADRO ELECTR P65-85-145 (896CT) | TERMINAL BLOCK SUPPORT P6585145 | SUPPORTO SCATOLA ELETTRICA P65-85-145 | SUPPORT CADRE ELECTRIQUE P6585145 | 28
899 | ROMPEOLAS P65-85 (899RB) | BREAK WATER P6585 | ROMPEONDE P65-85 | BRISE-LAMES P6585 | 22
900 | ROMPEOLAS P-145 (900RB) | BREAK WATER P145 | ROMPEONDE P-145 | BRISE-LAMES P145 | 27
903 | INTERRUPTOR 20A 125V UL (SX82112811210000) | 16A SWITCH | INTERRUTTORE UL DA 20 A 125 V (SX82112811210000) | INTERRUPTEUR 16 A | 9
904 | CUBIERTA CANALON P-65 | DRAIN PIPE COVER P65 | COPERCCHIO CANALLE P-65 | COUVERTURE DESCENTE P65 | 13
907 | BANCADA MAQUINA P65-85 | BOTTOM PANEL P6585 | PIASTRA DI BASE P65-85 | BANC MACHINE P65-85 | 178
910 | PALA CUBITOS GRANDE (AZUL) | SCOOP -BIG- | PALA CUBETI | PALE GLACONS -GRAND- | 48
911 | DISTRIBUIDOR DE AGUA | WATER DISTRIBUTOR P6585145 | DISTRIBUTTORE ACQUA P65-85-145 | DISTRIBUTEUR D'EAU P6585145 | 22
914 | T SOLDAR 3/8 | T WELD 3/8 | TEE SALDATURA 3/8 | T SOUDE 3/8 | 9
935 | CARATULA TERMOSTATO MQ-200 | LABEL ON THERMOSTAT | COPERCHIO TERMOSTATO MQ-200 | AUTOCOLLANT THERMOSTAT MQ 200 | 7
939 | RESIST. FLEX.1200X15W 220V (FASTON 6.35+FUNDA) | FLEXIBLE ELECTRICAL RESISTANCE | RESIST. FLEX.1200X15W 220V (FASTON 6.35 + CASSA) | RESISTANCE FLEXIBLE | 29
944 | DEPOSITO CARGA P65-85 (1PL=3PZ) | LOAD TANK P6585 | DEPOSITO CARICO P65-85 (1PL = 3PZ) | DEPOT CHARGE EAU P6585 | 18
945 | DEPOSITO CARGA P145 (1PL=2PZ) | LOAD TANK P145 | DEPOSITO CARICO P145 (1PL = 2PZ) | DEPOT CHARGE EAU P145 | 22
948 | BALANCIN TENSOR | TENSOR BALANCING | TENDICINGHIA | CULBUTEUR TENSEUR | 9
949 | POLEA TENSORA | PULLEY TAUTEN | PULEGGIA TENDICINGHIA | POULIE DE TENSION | 7
950 | RODAMIENTO 608-2RS-EMQ YW TENSOR | BEARING 608-2RS-EMQ YW TENSOR | CUSCINETTO 608-2RS-EMQ E YW TENDITORE | 608-DD 8-22-7 TENSEUR | 11
952 | TUERCA CUADRADA PATA | SQUARE NUT FEET | MADREVITE CUADRATA PIEDE | ECROU CARREE PIED | 7
953 | PATA ROSCADA MACHO | INTERMEDIARY FEET | PIEDE FILETATO MASCHIO | PIED INTERMEDIAIRE | 5
954 | SUPLEMENTO PATA (HEMBRA) | FEET COMPLEMENT (FEMALE) | SUPPLEMENTO PIEDINO(FEMMINA) | SUPPLEMENT PATTE (FEMELLE) | 7
955 | CASQUILLO BALANCIN TENSOR | COLLAR SEPARATOR |  | FRETTE SEPARATEUR | 5
956 | SOPORTE PRESOSTATO SAGINOMIYA | SAGINOMIYA PRESOSTAT SUPPORT | SUPPORTO PRESSOSTATO SAGINOMIYA | SUPPORT PRESOSTAT SAGINOMIYA | 6
957 | PALA VENTILACION MOTOR PULSAR | WATER PUMP FAN PULSAR | PALA DI VENTILAZIONE DEL MOTORE PULSAR | PALE VENTILATION MOTEUR | 7
959 | BARRA PUERTA NG 20 -312MM- | DOOR BAR NG20 -312 MM- | BARRA PORTA NG 20 -312MM- | BARRE PORTE NG20 -312 MM- | 5
960 | MOTOR VENTILADOR 10W+PIE 220/50 | FAN MOTOR 10W H52 220/50 | VENTILATORE 200-58 | VENTILATEUR 200-58 | 60
967 | TOPE EJE TENSOR | TOP TENSILE AXLE | FERMO ASSE TENDITOR | BUTOIR AXE TENSEUR | 2
976 | CLIP EXPULSORA | EXPELLER CLIP | CLIP SCIVOLLO | CLIP EXPULSION | 8
1003 | RELE TERMICO GTK-12M3H1,3 (1-1.6A) | THERMIC RELAY 220V/50HZ | RELÈ TERMICO GTK-12M3H1,3 (1-1.6A) | RELAIS THERMIQUE | 48
1004 | CONTACTO AUX NO LATERAL AU-1M10 | AUXILIARY CONTACT | CONTATTO AUX NON LATERALE AU-1M10 | CONTACT AUXILIAIRE | 22
1006 | JUNTA TORICA 8X3 | O-RING 8X3 | GUARNIZIONE TORICA 8X3 | JOINT TORIQUE 8X3 | 6
1007 | BOCA EVAPORADOR IQ NG TUBO 40 | OUTLET ICE TUBE | BOCCA EVAPORATORE IQ NG TUBE 40 | SORTIE EVAPORATEUR IQ | 7
1008 | BRIDA BOCA EVAPORADOR IQ NG TUBO 40 | EVAPORATOR FLANGE | FLANGIA BOCCA EVAPORATORE IQ NG TUBE 40 | BRIDE BOUCHE EVAPORATEUR | 7
1017 | CHAPA INOX PUERTA NG20 (1017CT) | TOP PANEL 20-30 | PORTA IN ACCIAIO INOX NG20 | PARTIE SUPERIEURE 20-30 | 13
1028 | RESTRICTOR 3.5L/MIN VERDE VALV.ENT.W(1054) | WATER REGULATOR 3.5 L/M' | RESTRITTORE 3.5L / MIN VALV.ENT.W (1054) verde | RESTRICTEUR 3,5L / MIN VALV.ENT.W (1054) vert | 7
1035 | VAVULA DE EXPANSION ORIF.6 | EXPANSION VALVE 0,68 404 | VALV.EXP. TUB 068U2099 ORIF.6 (404) IQ550 | EXP. TUB 068U2099 ORIF.6 (404) IQ550 | 133
1045 | CARTUCHO PARTÍCULAS | ANTI-LIMESCALE 5 MICR. CARTRIDGE |  | CHEMISE FILTRE 5 MICR. | 31
1050 | TUERCA 506-2B-213048-1 (5285-MP145) DELTATONE | NUT 506-2B-213048-1 (5285-MP145) DELTATONE | DADO 506-2B-213048-1 (5285-MP145) DELTATONE | ÉCROU 506-2B-213048-1 (5285-MP145) DELTATONE | 2
1053 | BOCA SALIDA CUBA IQ NG | OUTLET ICE TUBE | BOCCA USCITA BASCA IQ NG | BOUCHE EVACUATION BAC IQ NG | 66
1065 | REJILLA PASO DE AGUA (PLASTICO) | GRILL WATER PASSAGE (PLASTIC) | GRIGLIA PASSA ACQUA(PLASTICO) | GRILLE PASSAGE EAU (PLASTIQUE) | 6
1066 | REJILLA TRASERA MP 145 (1066CT) |  |  | GRILLE ARRIÈRE MP 145 (1066CT) | 11
1068 | CHAPA DEFLECTORA GOTAS (1068CT) |  |  |  | 18
1074 | CUBETA RECOGE AGUA MP145(BATERNO) | WATER BIN 145 | CESTELLO DI RACCOLTA ACQUA MP145 (BATTERIA) | MP145 PANIER DE COLLECTE D'EAU (BATTERIE) | 17
1083 | RACOR PLAS "Y"12(QYPG121212)(MP145) | PLASTIC CONNECTER | "INTONACO ""Y"" 12 (QYPG121212) (MP145)" | PLASTER Y 12 (QYPG1212) (MP145) | 7
1097 | ANCLAJE FONDO CAIDA DE HIELO MP145 (1097CT) |  |  | ANCRAGE FOND DE CHUTE DE GLACE MP145 (1097CT) | 3
1108 | ASIENTO OBTURADOR PENN REFORZADO |  | SEDILE SEDILE PENN RINFORZATO |  | 36
1109 | CHAPA INTERIOR CORTINA (1109CT) | INNER CURTAIN PLATE | LAMIERA INTERNA CORTINA | PLAQUE INTÉRIEURE DU RIDEAU | 15
1120 | -&- PRESOST. AGUA LCB-PA22(0,6-1,5)01LC0009 | WATER PRESSURE SWITCH LCB-PA22 (0.6-1.5) | - & - PRESOST. ACQUA LCB-PA22 (0.6-1.5) 01LC0009 | - & - PRESOST. EAU LCB-PA22 (0.6-1.5) 01LC0009 | 27
1123 | BASCULANTE PUERTA IQ NG | DOOR SUPPORT IQ NG | PORTA A BATTENTE IQ NG | IQ NG PORTE BATTANTE | 9
1147 | REJILLA EXPULSORA NG-50 (1147RB) | ICE CUBES RAMP | SCIVOLO NG-50 | SLIDE NG-50 | 28
1153 | 170130144-ENVOLV.CHAPA C8(GRIS)RAB20 |  | 170130144-ENVOLV.CHAPA C8 (GRIGIO) RAB20 | 170130144-ENVOLV.CHAPA C8 (GREY) RAB20 | 257
1159 | 090096-RECOGEDOR DE NYLON FUENTES |  | 090096-FONTI DI COLLETTORE IN NYLON | 090096-NYLON MANIFOLD SOURCES | 23
1163 | REBOSADERO BANDEJA EVAP. AZUL |  |  | DÉBORDEMENT BAC ÉVAPORATEUR BLEU | 7
1164 | 2781316-SEPAR.AGUA INF.DEPOSITO |  | 2781316-SEPAR.AGUA INF.DEPOSITO | 2781316-SEPAR.AGUA INF.DEPOSITO | 10
1166 | 2661513-EMPAQUTADURA PARA GRIFO RAB20 |  |  | 2661513-EMBALLAGE POUR ROBINET RAB20 | 31
1184 | 2541927-DEPOSITO AGUA FRIA INOX.(RAB10) |  |  | 2541927-DÉPÔT D'EAU FROIDE INOX (RAB10) | 167
1212 | LAMA CORTINA INTERIOR NG20-ECO | INTERNAL FLAP | BANDIERINA INTERNA NG20-ECO | DRAPEAU INTERNE NG20-ECO | 5
1213 | LAMA CORTINA EXTERIOR NG20-ECO | EXTERNAL FLAP | BANDIERINA ESTERNA NG20-ECO | DRAPEAU EXTERNE NG20-ECO | 5
1253 | MOTO REDUCTOR 208-230V/60HZ/0.37KW UL (12 microF) | GEAR MOTOR 208-230/60 0.37KW |  | DÉFLECTEUR DE GLACE E10G1 (ARTICLE 11) | 2559
1268 | ICE DEFLECTOR E10G1 (ITEM 11) |  | DEFLETTORE GHIACCIO E10G1 (ARTICOLO 11) | DÉFLECTEUR DE GLACE E10G1 (ARTICLE 11) | 1070
1284 | MR 2IV6(I) B5/6,88 208-230V/60HZ/0.37KW UL | GEAR MOTOR 0.37KW (I) |  | MR 2IV6(I) B5/6,88 208-230V/60HZ/0.37KW UL | 3142
1300 | BANCADA NG-20 (1300CT) | BASE NG 20 | BASE 20 | BASE 20 | 15
1302 | CONDENSADOR 20X4 IQ 400 | CONDENSER 20X4 IQ400 | CONDENSATORE 20X4 IQ 400 | CONDENSEUR 20X4 IQ 400 | 373
1306 | IQ 135 S-60 SOPORTE CONO (1306RB) | DISPERSION CONE SUPPORT S-60 | SUPPORTO CONNO QI 135 S-60 | SUPPORT CONNO QI 135 S-60 | 12
1311 | MACHON REDUCIDO LATON 280G 1/2Gx3/8G M/M |  |  |  | 6
1312 | REDUCCION LATON 241G 3/4Gx1/2G M/H (REF. 050010209) | BRASS REDUCTION 241G | RIDUZIONE OTTONE 241G 3 / 4Gx1 / 2G M / H | BRASS REDUCTION 241G 3 / 4Gx1 / 2G M / H | 9
1313 | REDUCCION LATON 241G 1/2Gx3/8G M/H (REF. 050010205) | BRASS REDUCTION 241G | RIDUZIONE OTTONE 241G 1 / 2Gx3 / 8G M / H | BRASS REDUCTION 241G 1 / 2Gx3 / 8G M / H | 6
1324 | IQ CONO DISPERSION HIELO | ICE DISPERSION CONE IQ |  | CONE DISPERSION GLACE IQ | 17
1327 | REFUERZO DELANTERO NG-20 | FRONTAL SUPPORT NG-20 | SOSTEGNO | SUPPORT | 69
1330 | -&-SONDA COD.P3 CONT. 1 B (REPUESTO 5423)(EURO-SWITCH) | UPPER LEVEL LEAD | - & - SONDA COD.P3 CONT. 1 B (SPARE 5423) (EURO-SWITCH) | SONDE NIVEAU D'EAU IQ | 37
1332 | IQ 135 S-60 DEFLECTORA HIELO (1332RB) | ICE DEFLECTOR IQ135 S-60 | DEFLETTORE DI GHIACCIO IQ 135 S-60 | IQ 135 S-60 DEFLECTEUR DE GLACE | 20
1335 | CODO 17 INT. PULSAR 65-85-145 | BENT PIPE P6585145 | GOMITO 17 INT. PULSAR 65-85-145 | ELBOW 17 INT. PULSAR 65-85-145 | 7
1336 | CODO 12 INT. PULSAR 15-25-35 | BENT PIPE P15253545 | GOMITO 12 INT. PREMERE 15-25-35 | ELBOW 12 INT. PRESS 15-25-35 | 7
1341 | MTOPRT MRP63AMK Ó TOO69 (L40TN) | MOTOPROTECTOR 40 (R-22) | KLIXON 40 (R-22) | KLIXON 40 (R-22) | 7
1360 | COND. ARRANQUE 47-56/250 | CAPACITOR 50MF | CONDENSATORE AVIAMENTO 50MF | CONDENSEUR AVIAMENTO 50MF | 46
1361 | COND. ARRANQUE 88-108MF 330V (S26TN-MS26TB-MS34TB) | START ELECTROLYTIC CAPACITOR 88MF | CONDENSATORE AVIAMENTO 88MF | CONDENSEUR AVIAMENTO 88MF | 42
1362 | COND 70MF250V (S15FN)(101905) | ELECTROLYTIC CAP ACITOR 70MF | COND 70MF250V (S15FN) (101905) | CONDENSEUR 70MF250V (S15FN) (101905) | 46
1390 | ANILLO SEG. INTERIOR D18 DIN 472 INOX | INNER RING | ANELLO SEC INTERNO D18 DIN 472 INOX | SEC BAGUE INTÉRIEURE D18 DIN 472 ACIER INOXYDABLE | 3
1391 | JUNTA TORICA 28.24X2.62 | O-RING 28.24X2.62 | SCHEDA TORICA 28.24X2.62 | PLANCHE TORIQUE 28.24X2.62 | 3
1417 | CARTELA REFUERZO IQ (1417CT) | STAINLESS BRACE IQ | PIASTRA RINFORZO IQ | PLAQUE DE RENFORCEMENT IQ | 9
1428 | SOPORTE LAMAS REJILLA DCHA. | RIGHT GRILL SUPPORT Q-C | SUPPORTO GRIGLIA "D" | SUPPORT DE GRILLE D | 8
1429 | SOPORTE LAMAS REJILLA IZDA. | LEFT GRILL SUPPORT Q-C | SUPPORTO GRIGLIA "S" | SUPPORT DE GRILLE S | 8
1430 | VALV AGUA 3.5 B/3.5 B/1- (1075) | WATER INLET VALVE | ELECTRVALVOLA ENTRATA ACQUA | ÉLECTROVANNE D'ARRIVÉE D'EAU | 39
1432 | TAPA EVAP. NG 20 | TOP COVER EVAPORATOR NG-20 | COPERTURA EVAP. GN 20 | COUVERCLE EVAP GN 20 | 12
1457 | PILOTO LED ROJO 220V (SX28H167XG00023) | RED LED | LAMPADINA LED ROSSO 220V (SX28H167XG00023) | 220V LED BULB ROUGE (SX28H167XG00023) | 5
1458 | PILOTO LED AMBAR 220V (SX28H167XH00023) | AMBER LED | LAMPADINA LED GIALLO (SX28H167XH00023) | AMPOULE LED JAUNE (SX28H167XH00023) | 5
1460 | INTERRUPTOR NARANJA 220V LED (SXL4118G1E00100) | GREEN LED 220V | INTERRUTTORE ARANCIO LED 220 V (SXL4118G1E00100) | INTERRUPTEUR LED ORANGE 220V (SXL4118G1E00100) | 5
1466 | CAIDA HIELO INT.ARRIBA MQ 200 (1466CT) | ICE CHUTE MQ200 | ICE FALL INT. UP MQ 200 | ICE FALL INT. UP MQ 200 | 26
1467 | SUJECCION RECOGE AGUA(593)MQ 200 (1467RB) | WATER DRAIN FASTENING | COLLEZIONE ACQUA SOGGETTO (593) MQ 200 |  | 8
1468 | VALV.PARKER VE127ILS 1.5 | HOT GAS VALVE BODY 1.6 | VALV.PARKER VE127ILS 1.5 360142 | VALVE PARKER VE127ILS 1.5 360142 | 38
1470 | FILTRO BOMBA | PUMP FILTER |  | FILTRE POMPE | 6
1473 | VALVULA PARKER | HOT GAS VALVE BODY VE127CLS-2.5-220V | VALV.PARKER127 CLS 2.5 | VALV.PARKER127 CLS 2.5 | 52
1478 | PATA SIN ANILLO DE GOMA EP64DDM30NNST M10 NEGRA | BLACK LEG | PIEDINI(NERO) SENZA ANELLO DI GOMMA | PIED NOUS SANS ANNEAU EN CAOUTCHOUC EP64DDM30NNST M10 NOIR | 26
1479 | TAPA CRISTAL VA 8 | CRYSTAL COVER | COPERCHIO VETRO VA 8 | COUVERCLE EN VERRE VA 8 | 31
1483 | RELE OMRON MY2F 5 A 220 V | RELE ONROM (1993/4) | RELE ONROM | DÉCLENCHEMENT DE L'ONROM | 18
1487 | ESCURRIDOR 1T. (E10F4) |  | 1T ESCURRIDOR. (E10F4) | 1T ESCURRIDOR. (E10F4) | 247
1496 | ACOPLAMIENTO CARDAN 1T.COMPLETE (E10N4) |  | GIUNTO CARDAN 1T.COMPLETE (E10N4) | JOINT UNIVERSEL 1T.COMPLET (E10N4) | 642
1510 | RETEN TC 27x42x7 |  |  | JOINT TC 27x42x7 | 12
1534 | CUBIERTA P05.068 | TOP P05.068 |  | COUVERCLE P05.068 | 308
1570 | SEP PARTICULAS D 30X150-1 4 X1 4 | SEP PARTICLES D 30X150-1 4 X1 4 | BOYLER D 30X150-1 4 X1 4 | BOYAU D 30X150-1 4 X1 4 | 7
1582 | DEFLECTOR GOTAS BOMBA EJE 8 | DEFLECTOR DROPS PUMP SHAFT 8 | DEFLETTORE GOCCE POMPA ALBERO 8 | DÉFLECTEUR GOUTTES ARBRE DE POMPE 8 | 7
1601 | PANEL POSTERIOR-B02.169 |  | PANNELLO POSTERIORE-B02.169 | PANNEAU ARRIÈRE-B02.169 | 139
1602 | CUBETA NATA-B06.019 |  | CUBETA NATA-B06.019 | CUBETA NATA-B06.019 | 221
1603 | PANEL LATERAL-B03.016 |  | PANNELLO LATERALE-B03.016 | PANNEAU LATÉRAL-B03.016 | 114
1604 | CJTO.PANEL ANTERIOR-B01.123 |  | PANNELLO FRONTALE CJTO-B01.123 | PANNEAU AVANT CJTO-B01.123 | 199
1605 | PLATO GOTEO-P05.008 |  | DRIP PLATE-P05.008 | PLAQUE D'ÉGOUTTEMENT-P05.008 | 32
1606 | SOPORTE PLATO GOTEO-B07.012 |  | SUPPORTO PIASTRA DI DRIP-B07.012 |  | 39
1607 | PIE-P01.001 |  | PIE-P01.001 |  | 7
1609 | CONJUNTO AISLANTE F06.018 (F 2) |  | MONTAGGIO ISOLANTE F06.018 (F 2) | ENSEMBLE ISOLANT F06.018 (F 2) | 1311
1610 | CONTACTO-E03.003 |  | CONTACT-E03.003 | CONTACT-E03.003 | 34
1611 | PULSADOR-E02.004 |  | Pulsante-E02.004 | bouton-poussoir-E02.004 | 68
1612 | INTERRUPTOR-E02.001 |  | SWITCH-E02.001 | SWITCH-E02.001 | 16
1613 | TERMS.RANCO K50.P1118.005-F05.002 |  | TERMS.RANK K50.P1118.005-F05.002 | TERMS.RANK K50.P1118.005-F05.002 | 134
1614 | PRENSACABLE 1/4"+TUERCA-E06.005 |  | STAMPABILE 1/4 "+ NUT-E06.005 | IMPRIMABLE 1/4 + ÉCROU-E06.005 | 9
1615 | CONDENSADOR-E05.002 |  | CONDENSATORE-E05.002 | CONDENSATEUR-E05.002 | 22
1616 | AMORTIGUACION-A14.006 |  | AMMORTIZZAZIONE-A14.006 | AMORTISSEUR-A14.006 | 27
1617 | SEMIJUNTA-A14.005 (NO PEDIR) |  | SEMIJUNTA-A14.005 (NON ORDINARE) | DEMI-JOINT-A14.005 (NE PAS COMMANDER) | 39
1618 | ANILLO V.RING-P03.004 |  | ANELLO V.RING-P03.004 | ANNEAU EN V-P03.004 | 8
1619 | MOTOR BOMBA 220V.-M01.010.R(H1-F2) |  | MOTORE POMPA 220V.-M01.010.R (H1-F2) | MOTEUR POMPE 220V-M01.010.R (H1-F2) | 868
1620 | MOTOR BOMBA 240V-M01.011(H1-F2) |  | MOTORE POMPA 240V-M01.011 (H1-F2) | MOTEUR POMPE 240V-M01.011 (H1-F2) | 747
1621 | FILTRO 20GR.DOS VIAS-F04.001 |  | 20GR.DOS VIAS FILTER-F04.001 | 20GR.DOS FILTRE VIAS-F04.001 | 9
1622 | CONDENSADOR AIRE-F02.038 |  | CONDENSATORE D'ARIA-F02.038 | CONDENSEUR D'AIR-F02.038 | 86
1623 | PALA VENT. 130NYLON-F03.001 |  | PALA DI VENDITA 130NYLON-F03.001 | PELLE DE VENTE 130NYLON-F03.001 | 6
1624 | VENTILADOR AXIAL 130A.-M02.001 |  | VENTOLA ASSIALI 130A.-M02.001 | VENTILATEUR AXIAL 130A.-M02.001 | 82
1625 | F01.025 COMPRESOR GD40MB R134a(230/50) |  | F01.025 COMPRESSORE GD40MB R134a (230/50) | F01.025 COMPRESSEUR GD40MB R134a (230/50) | 565
1626 | RELE-E04.007 |  | RELAY-E04.007 | RELAIS-E04.007 | 21
1627 | MANDO REGULACION DEL AIRE-A03.049 |  | COMANDO REGOLAMENTO ARIA-A03.049 | COMMANDE DE REGULATION DE L'AIR-A03.049 | 46
1628 | MUELLE D21800-A05.003 |  | MOLLA D21800-A05.003 | RESSORT D21800-A05.003 | 6
1629 | PORTA VALVULA-A03.044 |  | PORTA VALVOLA-A03.044 | SUPPORT DE VALVE-A03.044 | 23
1630 | JUNTA TORICA 12.42X1.78 | TORIC JOINT 2050 |  | JOINT TORIQUE 12.42X1.78 | 12
1631 | JUNTA TORICA 7.66X1.78 | TORIC JOINT 2031 |  | JOINT TORIQUE 7.66X1.78 | 5
1632 | CJTO.VALVULA RETENCION-A02.004.R |  | CJTO.VALVULA RETENCION-A02.004.R | CJTO.VALVULA RETENCION-A02.004.R | 23
1633 | CJTO.CUERPO REGULADOR-A03.050 |  | CJTO. REGOLATORE CORPO-A03.050 | CJTO. CORPS DU REGULATEUR-A03.050 | 67
1634 | JUNTA TORICA 9.25X1.78 | TORIC JOINT 2037 | SCHEDA TORICA 9.25X1.78 | CARTE TORIQUE 9.25X1.78 | 2
1635 | CUERPO BOMBA-P04.027.R |  | POMPA CORPO-P04.027.R | CORPS DE POMPE-P04.027.R | 234
1636 | MUELLE PALETA BOMBA-A05.002.R |  | POMPA PALETTE PRIMAVERA-A05.002.R | POMPE A PALETTES A RESSORT-A05.002.R | 3
1637 | PALETAS DE LA BOMBA-P04.033.R |  | PUMP PALLETS-P04.033.R | POMPE A PALETTES-P04.033.R | 34
1638 | JUNTA TORICA 34.65X1.78 | TORIC JOINT 2137 |  | JOINT TORIQUE 34.65X1.78 | 7
1639 | CJTO. DE CUERPO BOMBA-A06.178.R | PUMP ASSEMBLY | CJTO. POMPA CORPO-A06.178.R | CJTO. CORPS DE POMPE-A06.178.R | 879
1640 | CJTO.REGULADOR-A06.037 F2 |  | GRUPPO REGOLATORE-A06.037 F2 | GROUPE DE RÉGULATION-A06.037.F2 | 159
1641 | CJTO.BOMBA-A06.185.R |  | POMPA ASSY-A06.185.R |  | 1120
1642 | JUNTA TORICA 5X1.5 | TORIC JOINT 5*1.5 | GUARNIZIONE DI COPPIA 5X1,5 | JOINT TORIQUE 5*1.5 | 2
1643 | TUBO ASPIRACION-A11.034 |  | ASPIRATION TUBE-A11.034 | TUBE D'ASPIRATION-A11.034 | 50
1644 | ANILLO DE SOPORTE 14/22/4-P03.008 |  | ANELLO DI SUPPORTO 14/22/4-P03.008 | BAGUE DE SUPPORT 14/22/4-P03.008 | 15
1645 | REFUERZO ANILLO-P04.030 (NO PEDIR) |  | RINFORCEMENT RING-P04.030 (NON ORDINARE) |  | 11
1646 | SEEGER DI22.BRONZE UN7437-V09.122 |  | SEEGER DI22.BRONZE UN7437-V09.122 | SEEGER DI22.BRONZE UN7437-V09.122 | 11
1648 | GRIFO COMPLETO-P04.022 |  | RUBINETTO COMPLETO-P04.022 | ROBINET COMPLET-P04.022 | 202
1649 | JUNTA TORICA 20X3 | TORIC JOINT 20X3 | GUARNIZIONE TORICA 20X3 | JOINT TORIQUE 20X3 | 2
1650 | BOQUILLA-P04.032.R | TAP NOZZLE | UGELLO-P04.032.R | BUSE-P04.032.R | 98
1651 | BAQUETA-A11.033 |  | Baqueta-A11.033 | Baqueta-A11.033 | 2
1652 | DISTRIBUIDOR-P04.116.R | NOZZLE DISTRIBUTOR | DISTRIBUTORE-P04.116.R | DISTRIBUTEUR-P04.116.R | 19
1653 | TUBO DEL LABERINTO-A11.031 |  | TUBO DEL LABIRINTO-A11.031 |  | 199
1654 | JUNTA TORICA 10.78X2.62 | TORIC JOINT 3043 | SCHEDA TORICA 10.78X2.62 | PLANCHE TORIQUE 10.78X2.62 | 2
1655 | LABERINTO/TEXTURIZADOR-A13.015 |  | LABYRINTH / TEXTURIZER-A13.015 | LABYRINTHE / TEXTURATEUR-A13.015 | 313
1656 | ESCOBILLA D.16*300-P10.002 |  | SPAZZOLA D.16 * 300-P10.002 | BROSSE D.16 * 300-P10.002 | 29
1657 | PALETA/ESPATULA-P06.019 |  | PALLET / SPATULA-P06.019 | PALETTE / SPATULE-P06.019 | 11
1658 | CJTO.CUBIERTA-P05.082 (H1) |  | COPERCHIO CJTO-P05.082 (H1) |  | 135
1659 | CONTENEDOR DE NATA-B06.096 (H1) |  | CONTENITORE DI NATA-B06.096 (H1) | CONTENEUR DE NATA-B06.096 (H1) | 281
1660 | PANEL LATERAL-POSTERIOR-B11.013 (H1) |  | PANNELLO LATERALE-POSTERIORE-B11.013 (H1) |  | 231
1661 | PLACA EUTECTICA-F01.009 (H1) |  | EUTECTIC PLATE-F01.009 (H1) | PLAQUE EUTECTIQUE-F01.009 (H1) | 13
1662 | CONJUNTO AISLAMIENTO-F06.075 (H 1) |  | INSULATION ASSEMBLY-F06.075 (H 1) | ASSEMBLAGE D'ISOLATION-F06.075 (H 1) | 847
1663 | PANEL PART.ANTERIOR-B01.100 (H1) |  | PANEL PART.ANTERIOR-B01.100 (H1) | PARTIE DU PANNEAU.ANTÉRIEUR-B01.100 (H1) | 295
1664 | INTERRUPTOR-E02.016 |  | SWITCH-E02.016 | INTERRUPTEUR-E02.016 | 16
1665 | CJTO.CUERPO DEL REGULADOR-A03.051 |  | CJTO. REGOLATORE CORPO-A03.051 |  | 55
1666 | CJTO.REGULADOR-A06.037 R |  | REGOLATORE ASSEMBLY-A06.037 R | ENSEMBLE RÉGULATEUR-A06.037 R | 152
1667 | CJTO.BOMBA-A06.038 H1 |  | POMPA ASSY-A06.038 H1 | ENSEMBLE POMPE-A06.038 H1 | 1195
1668 | CONEXION TUBO ASPIRACION-A11.035 (H1) |  | TUBO ASPIRAZIONE CONNESSIONE-A11.035 (H1) | RACCORDEMENT DU TUYAU D'ASPIRATION-A11.035 (H1) | 7
1669 | TUBO DE ASPIRACION-P08.020 (H1) |  | TUBO DI ASPIRAZIONE-P08.020 (H1) | TUYAU D'ASPIRATION-P08.020 (H1) | 6
1670 | PORTA GOMA-A03.053 (H1) |  | PORTA GOMMA-A03.053 (H1) | SUPPORT EN CAOUTCHOUC-A03.053 (H1) | 20
1671 | ADHESIVOS POSTERIORES-P07.071 |  | ADESIVI POSTERIORES-P07.071 | AUTOCOLLANTS ARRIÈRE-P07.071 | 6
1672 | ESPARRAGO M5-CILINDRO-M5 (FIJ.BOMBA) A08.015 |  | Perno M5-CYLINDER-M5 (SET POMPA) A08.015 | goupille M5-CYLINDER-M5 (PUMP SET) A08.015 | 9
1673 | VALV AGUA 1B (1146) 220/50-60Hz | INLET WATER VALVE 1B 220V/50HZ | ELETTROVALV. ACQUA 1B | ÉLECTROVANNE D'EAU 1B | 18
1674 | VALV AGUA 1 B/ 1 B (1147) 220/50-60Hz | WATER VALVE 1B/1B | ELETTROVALV. ACQUA 1B/1B | ÉLECTROVANNE EAU 1B/1B | 25
1689 | RACOR ENTRADA AGUA IQ | INLET WATER FITTING | TUBO INGRESSO W IQ | TUYAU D'ENTRÉE W IQ | 5
1696 | -Y- BANCADA NQ 34-5 PS 45 (1696CT) | BASE NQ IQ CD PS | -Y- PIASTRA DI BASE NQ 34-5 PS 45 | -Y- PLAQUE DE BASE NQ 34-5 PS 45 | 38
1700 | GUIA PUERTA DCHA.Q20-30 | RIGHT DOOR GUIDE Q20-40 | GUIDA SPORTELLO DESTRO Q20-30 | GUIDE PORTE DROITE Q20-30 | 12
1701 | GUIA PUERTA IZDA Q20-30 | LEFT DOOR GUIDE Q20-40 | GUIDA SPORTELLO SINISTRO Q 20-30 | GUIDE PORTE GAUCHE Q20-30 | 12
1704 | GUIA PUERTA DCHA. DP40--140 | RIGHT DOOR GUIDE P65-85 | GUIDA SPORTELLO DESTRO.DP40-140 | GUIDE PORTE DROITE.DP40-140 | 19
1705 | GUIA PUERTA IZDA. DP40--140 | LEFT DOOR GUIDE P65-85 | GUIDA SPORTELLO SINISTRO.DP40-140 | GUIDE PORTE GAUCHE.DP40-140 | 19
1706 | GUIA PUERTA DCHA. Q40S-130 | RIGHT DOOR GUIDE Q34-6-8-P145 | GUIDA SPORTELLO DESTRO Q40S-130 | GUIDE PORTE DROITE Q40S-130 | 12
1707 | GUIA PUERTA IZDA. Q40S-130 | LEFT DOOR GUIDE Q34-6-8-P145 | GUIDA SPORTELLO SINISTRO Q40S-130 | GUIDE PORTE GAUCHE Q40S-130 | 12
1710 | TAPA SILO 9071 (S-200) PARA MDP (1710CT) |  | BIN COVER 9071 (S-200) PER MDP | COUVERCLE DE BAC 9071 (S-200) POUR MDP | 287
1712 | FILTRO INOX 20X75 | STAINLESS STEEL FILTER | FILTRO INOX 20X75 | FILTRE INOX | 8
1715 | TOPE PUERTA CORREDIZA | SLIDING DOOR STOPPER | FERMO SPORTELLO | BUTOIR DE PORTE COULISSANTE | 2
1716 | RUEDA SEPARADOR PUERTA CORREDIZA | SLIDING DOOR WHEEL | BUSSOLA SPORTELLO | ERGOT GLISSIERE PORTE | 2
1717 | DESHIDRATADOR 30GR 1E 2S 1/4"(SM330S309) | DRIER 30GR 1E 2S 1/4 | DESHIDRATATORE 30GR 1E 2S 1/4(SM330S309) | DESHYDRATEUR 30 GR 1E 2S 1/4"(SM330S309) | 24
1736 | PILAR DELANTERO NG-70 DCHO (1736RB) | FRONT COLUMNE NG 70 RIGHT | PILASTRO ANTERIORE NG-70 DESTRA | COLONNE AVANT NG-70 DROITE | 35
1737 | PILAR DELANTERO NG-70 IZDO (1737RB) | FRONT COLUMNE NG 70 LEFT | PILASTRO ANTERIORE NG-70 SINISTRA | PILIER AVANT NG-70 GAUCHE | 35
1790 | FRENTE INFERIOR NG-70 (1790CT) | LOWER FRONT NG 70 | ANTERIORE INFERIORE NG-70 | FOND AVANT NG-70 | 40
1794 | TRASERA NG-20 (1794CT) | REAR SIDE NG20 | RETRO | RETRO | 32
1803 | LABERINTO TEXTURIZADOR-A13.011 |  | LABYRINTH TEXTURIZZANTE-A13.011 | TEXTURE LABYRINTHE-A13.011 | 323
1804 | PM0208E-TE IGUAL TUBO 8MM. |  |  | PM0208E-TE TUBE 8MM IDENTIQUE. | 15
1813 | 3821710-CABLE ALIMENTACION FUENTES |  | 3821710-CAVO DI ALIMENTAZIONE | 3821710-CÂBLE D'ALIMENTATION | 26
1817 | BRIDA B5 MR2IV63 (FUNDIDO) | FLANGE B5 MR2IV63 | FLANGIA B5 MR2IV63 (CAST) | BRIDE B5 MR2IV63 (COULEE) | 77
1820 | ARANDELA DE APOYO IQ EJE 32 | SUPPORT WASHER IQ400/550/1100 | RONDELLA DI SUPPORTO ASSE IQ 32 | IQ 32 AXIS SUPPORT WASHER | 31
1823 | -&-FICHA CONTROL ETIQUETAS BLANCA SIN IMPRESION. |  | - & - SCHEDA TECNICA ETICHETTE BIANCHE SENZA STAMPA. | - & - FICHE TECHNIQUE ÉTIQUETTES BLANCHES SANS IMPRESSION | 5
1825 | ROLLO PEB BLANCO BRILLO 250X0.114 | GLOSS WHITE PEB ROLL 250X0.114 | ROTOLO PEB BIANCO LUCIDO 250X0.114 | ROULEAU DE PEB BLANC BRILLANT 250X0.114 | 6
1826 | TE PLASTICO NORMA | PLASTIC "T" (TS STANDARD) | "T" AI PLASTICA (NORMA TS) | T JOINT EN PLASTIQUE (NORME TS) | 6
1829 | VALV AGUA 3.5 B/LIBRE/3.5- (1072) | WATER INLET VALVE (1 COIL-2 WAYS) | VALV WATER 3.5 B / FREE / 3.5- (1072) | VALVE EAU 3.5 B / LIBRE / 3.5- (1072) | 39
1846 | ADAPT.MACHO ESP.3/8 TUBO 8MM. |  |  |  | 15
1850 | ARANDELA 40x13.5x5 Fe ZINCADA | WASHER 40X13X5 | RONDELLA 40x13,5x5 Fede ZINCADA | RONDELLE 40x13,5x5 ZINCADA FAITH | 8
1878 | EVAPORADOR FUENTE RA5/RA5G |  | 811002011-EVAPORATORE SORGENTE RA5 / RA5G | 811002011 SOURCE EVAPORATEUR RA5 / RA5G | 633
1895 | PUERTA SILO S-200 FLL | BIN 425 DOOR |  | PORTES SILO S-200 FLL | 1175
1905 | ARANDELA DIN 125 M-6 PA 00300200778 (6.4x12x1.6) | WASHER DIN 125 M-6 | Arand. DIN 125 M-6 PA 00300200778 (6.4x12x1.6) | Arand. DIN 125 M-6 PA 00300200778 (6.4x12x1.6) | 3
1909 | DEFLECTORA AIRE IQ-85 (1909CT) | AIR DEFLECTOR IQ 85 | DEFLETTORE ARIA IQ-85 | DÉFLECTEUR D'AIR IQ-85 | 8
1911 | TAPA BOMBA PEQUEÑA | SMALL PUMP TOP | COPERCHIO POMPA PICCOLA | COUVERCLE DE POMPE PETIT | 7
1915 | -Y- IQ 135 BANCADA (1915CT) | BASE IQ135-150 | -Y- IQ 135 PIASTRA DI BASE | -Y- IQ 135 PLAQUE DE BASE | 79
1925 | CUBIERTA NG-20 (1925CT) | TOP COVER NG-20 | COPERTA | COUVERT | 41
1927 | IQ 135 LATERAL DCHO (1927CT) | RIGHT PANEL IQ135/150 | IQ 135 FIANCO DESTRO | IQ 135 CÔTÉ DROIT | 54
1928 | IQ 135 LATERAL IZDO (1928CT) | LEFT PANEL IQ135/150 | IQ 135 FIANCO SINISTRO | IQ 135 CÔTÉ GAUCHE | 54
1929 | REMATE BOCA DOMESTICA DCHO | HNG MOUTH COPING RIGTH | INSTALLAZ.MONT.CERNIERA DESTRA | INSTALLATION DE LA CHARNIÈRE DROITE | 8
1930 | REMATE BOCA DOMESTICA IZDO | HNG MOUTH COPING LEFT | INSTALLAZ.MONT.CERNIERA SINISTRA | INSTALLATION DE LA CHARNIÈRE GAUCHE | 8
1933 | FRENTE NG-20 (1933CT) | FRONT PANEL NG20 | GRIGLIA FRONTALE | GRILLE AVANT | 27
1935 | BANDEJA FABRICACION NG-90 |  |  | BAC DE FABRICATION NG-90 | 22
1938 | TAPA REGISTRO NG | PUMP COVER | COPERCHIO REGISTRO NG | COUVERCLE DU REGISTRE NG | 7
1949 | IQ 135 TRASERA (1949CT) | REAR PANEL IQ135/150 | IQ 135 POSTERIORE | IQ 135 REAR | 23
1964 | DISYUNTOR 2.5-4 GD254 (MMS-32S) | TRIP 2.5/4 A | Interruttore automatico 2.5-4 GD254 (MMS-32S) | Disjoncteur 2.5-4 GD254 (MMS-32S) | 117
1976 | -&-PUERTA ECO 40 AZUL |  |  | & - PORTA ECO 40 BLEU | 38
1982 | CUBIERTA CABEZAL NQ20-30-40 | HEAD PRODUCTION COVER 20 | COPERCCHIO ASSIEME EVAPORATORE NQ20-30-40 | COUVERCLE ENSEMBLE ÉVAPORATEUR NQ20-30-40 | 15
1988 | - &- SOPORTE CUADRO ELEC.NG-20 (1988CT) | ELECTRICAL SUPP. 20 | SUPPORTO | SUPPORT | 8
2002 | COMPRESOR L57TN 220 50HZ R22 | COMPRESSOR 57 (R22) | COMPRESSORE 57 (R22) | COMPRESSEUR 57 (R22) | 238
2003 | COMPRESOR L76TN 220 50HZ R22 | COMPRESSOR 76 (R22) | COMPRESSORE 76 (R22) | COMPRESSEUR 76 (R22) | 250
2010 | VARILLA SOLDAR COBRE GALFLO Cup Ag 0,4 |  |  | BAGUETTE DE SOUDURE CUIVRE GALFLO Cup Ag 0,4 | 98
2012 | -&-NO PEDIR. FICHA CONTROL 3 -IQ |  | - & - NON ORDINARE. SCHEDA DI CONTROLLO 3 -IQ | - & - NE PAS COMMANDER. CARTE DE CONTRÔLE 3 -IQ | 5
2016 | CANCAMO D580 M12 GAL C/TUERCA | RING BOLT | CANCAMO D580 M12 GAL C / NUT |  | 8
2019 | ACEITE ESTER REFRIGERANTE COMPRESOR |  | R404A OLIO ESTERO REFRIGERANTE TECUMSEH (8685030) (1 L CAN) | R404A FOREIGN REFRIGERANT TECUMSEH OIL (8685030) (1 L CAN) | 121
2030 | -&-COMPRESOR ML40TB 220-240V 50HZ (404)4.00cc | COMPRESSOR ML40TB 220-50 (404) | COMPRESSORE ML40TB 220-50 (404) | COMPRESSEUR ML40TB 220-50 (404) | 224
2041 | COMPRESOR MS34TB T 220-240 50HZ (SUSTITUIDO POR 442) | COMPRESSOR MS34TB 220-240V 50HZ | COMPRESSORE MS34TB T 220-240 50HZ (SOSTITUITO DA 442) | COMPRESSEUR MS34TB T 220-240 50HZ (REMPLACÉ PAR 442) | 539
2068 | TOPE REJILLA TRASERA | ELASTIC STOPPERS ON REAR GRILLE | FERMO GRIGLIA POSTERIORE | SUPPORT DE GRILLE ARRIÈRE | 2
2073 | DEFLECTOR CUBITOS Q 130 C (2073RB) | EJECT CUBE GRILL Q130 | DEFLETTORE CUBETTI Q130C | DÉFLECTEUR CUBE Q130C | 20
2075 | EJE ALETA NQ 130 | WING SHAFT 130 | ALBERO ALETTA NQ130 | ARBRE A AILETTES NQ130 | 11
2093 | JUNTA PLANA COBRE 5X9X1.5 | WASHER M5X10X1.5 | GUARNIZIONE PIANA RAME 5X9X1,5 | JOINT PLAT CUIVRE 5X9X1.5 | 3
2094 | JUNTA PLANA COBRE 6X12X1.5 | WASHER M6X12X1.5 | GUARNIZIONE PIATTA RAME 6X12X1.5 | JOINT PLAT CUIVRE 6X12X1.5 | 3
2108 | IQ 135 S-60 LATERAL DCHO (2108CT) | RIGHT PANEL IQ135-S60 | IQ 135 S-60 FIANCO DESTRO | IQ 135 S-60 CÔTÉ DROIT | 115
2109 | IQ 135 S-60 LATERAL IZDO (2109CT) | LEFT PANEL IQ135 S-60 | IQ 135 S-60 FIANCO SINISTRO | IQ 135 S-60 CÔTÉ GAUCHE | 115
2110 | IQ 135 S-60 REFUERZO DELANTERO (2110CT) | FRONT REINFORCEMENT IQ135 S-60 | RINFORZO ANTERIORE IQ 135 S-60 | RENFORCEMENT AVANT IQ 135 S-60 | 15
2116 | IQ 135 S-60 TRASERA (2116CT) | REAR PANEL IQ135 S-60 | IQ 135 S-60 POSTERIORE | IQ 135 S-60 ARRIÈRE | 20
2120 | IQ 135 S-60 FRENTE INF (2120CT) | FRONT PANEL IQ135 S-60 | IQ 135 S-60 ANTERIORE INF | IQ 135 S-60 FRONT INF | 30
2133 | LABERINTO/TEXTURIZADOR A13.012 |  | LABIRINTO / TEXTURIZER A13.012 |  | 620
2148 | TUBO IMPULSION BOMBA NG 40 | WATER PUMP DISCHARGE TUBE | TUBO MANDATA POMPA | POMPE TUYAU DE REFOULEMENT | 5
2156 | CARTELA PUENTE IQ (2156CT) |  |  |  | 4
2163 | MOTOR VENT.5W+PIE H52 115/60Hz M4Q045-BD03-04+71882 UL | FAN 5W | MOTORE VENT 5W + PIEDE H52 115 / 60Hz M4Q045-BD03-04 + 71882 UL | VENT MOTOR 5W + FOOT H52 115 / 60Hz M4Q045-BD03-04 + 71882 UL | 41
2166 | VENT.PL.350 1500rpm REJILLA 220/60 S4E350-AN02-41 UL | FAN | VENT.PL.350 1500rpm GRIGLIA 220/60 S4E350-AP06-41 UL | VENT.PL.350 1500rpm GRID 220/60 S4E350-AP06-41 UL | 567
2170 | MOTOR VENT.5W+PIE H52 220/50 M4Q045-BD01-01+71882 | FAN MOTOR 5W H52 220/50 | MOTOVENTILATORE 5 W+PIE H52 220/50 | MOTEUR VENTILATEUR 5 W+PIE H52 220/50 | 35
2171 | PATA SAB 20 | LEG (SHORT) | PIEDE PICCOLO (20) | PIED PETIT (20) | 6
2181 | HNG CAJA ELECTRICA | ELECTRIC BOX | SCATOLA ELETTR.HNG | BOÎTE ÉLECTRIQUE HNG | 8
2182 | HNG TAPA CAJA ELECTRICA | ELECTRIC BOX COVER | COPERCHIO SCATOLA ELETTR. | COUVERCLE DU BOITIER ELECTRIQUE | 9
2186 | REJILLA EXPULSORA NG-70 DP70 (2186RB) | ICE CUBES RAMP | SCIVOLO NG DP70 | CHUTE NG DP70 | 28
2189 | TUBO DESAGUE STOCK NG-20 | DRAINING TUBE 20 | STOCK NG-20 TUBO DI SCARICO | STOCK NG-20 TUYAU D'ÉVACUATION | 12
2198 | PALET DP20 SQ20 |  |  | PALETTE DP20 SQ20 | 39
2199 | PALA PEQUEÑA | SMALL ICE SCOOP | PALETTA CUBETTI | PETITE PALE GLAÇONS | 31
2222 | TUBO DESAGUE NG 40 | DRAIN TUBE | TUBO DI SCARICO NG 40 | TUYAU D'ÉCHAPPEMENT NG 40 | 13
2223 | TUBO IMPULSION HNG | WATER PUMP DISCHARGE TUBE |  | TUBE D'IMPULSION HNG | 15
2224 | TUBO DESAGUE STOCK HNG | HNG STOCK DRAIN HOSE | TUBO SCARICO HNG STOCK | TUYAU D'ÉCHAPPEMENT HNG EN STOCK | 13
2226 | DESAGUE FABRICACION HNG | HNG WATER DRAIN HOSE | SCARICO DELLA FABBRICAZIONE DI HNG | TUYAU D'ECHAPPEMENT HNG MANUFACTURING | 27
2240 | RELE 9660B118 (MTRP 33) L40TN | START RELAY 40 (R22) | RELE AVVIAMENTO (MTRP) | RELAIS DE DÉMARRAGE (MTRP) | 25
2242 | RELE 3ARR33AP3 Ó RVA2E3C(P12-18-22 | START RELAY P12 (R-22) | RELE AVVIAMENTO P12 (R22) | RELAIS DE DÉMARRAGE P12 (R22) | 38
2245 | HUSILLO IQ-135 (C/CHA.BAND) | AUGER IQ135/150 | COCLEA IQ-135 (C / CHA.BAND) | TARIERE IQ-135 (C / CHA.BAND) | 839
2246 | HUSILLO IQ-175 (C/CHAV.BAND) | AUGER IQ 175 | COCLEA IQ-175 (C / CHAV.BAND) | VIS SANS FIN IQ-175 (C / CHAV.BAND) | 962
2256 | JUNTA TORICA 50X3(COJ.INF. =175) | O-RING BEARING 50X3 | GUARNIZIONE O-RING 50X3 (GIUNTO INF = 175) | JOINT TORIQUE 50X3 (JOINT INF = 175) | 5
2257 | COND.MARCHA 20MF 370V(CAJ 2464L) |  | COND.MARCHA 20MF 370V (CAJ 2464L) | BOITE DE VITESSE 20MF 370V (CAJ 2464L) | 48
2287 | INTERRUPTOR AZUL 22x30 BIPOLAR C/CAPUCHON UL SX825C18B1F210000 | ON/OFF SWITCH | INTERRUTTORE GENERALE ON/OFF | INTERRUPTEUR PRINCIPAL MARCHE/ARRÊT | 5
2294 | LATERAL DCHO NG-20 (2294CT) | RIGHT PANEL NG20 | FIANCO DESTRO | CÔTÉ DROIT | 79
2295 | LATERAL IZDO NG-20 (2295CT) | LEFT PANEL NG20 | FIANCO SINISTRO | CÔTÉ GAUCHE | 79
2300 | INTERRUPTOR SIGNAL LUX (SX81111811210000) | SWITCH B5 | INTERRUTTORE SEGNALE LUX (SX81111811210000) | INTERRUPTEUR B5 | 6
2331 | ANGULO PUENTE NG-70 (2331CT) | ANGLE BRACKET NG80 | ANGOLO DI PONTE NG-70 | ANGLE DU PONT NG-70 | 3
2333 | PAREJA GUIAS TELESCOPICAS 550mm ZINCADAS | TELESCOPIC GUIDE - COUPLE | COPPIE GUIDE TELESCOPICHE 550mm ZINCATE | PAIRES DE GUIDE TÉLESCOPIQUE 550mm GALVANISÉ | 134
2334 | JUNTA V-RING VRA-32(COJ.INF. =175) | V-RING | GUARNIZIONE V-RING VRA-32 (GIUNTO.INF. = 175) | JOINT V-RING VRA-32 (JOINT.INF. = 175) | 13
2335 | JUNTA V-RING | V-RING | GUARNIZIONE GIUNTO INF.V-RING VRA-55 (= 355) VA55-2 P049 TT0 | JOINT INFÉRIEUR EN V VRA-55 (= 355) VA55-2 P049 TT0 | 9
2337 | CHAPA ANCLAJE MUEBLE-HNG (2337CT) | HNG FORNITURE FASTENING PLATE | MOBILE ANCHOR PLATE-HNG | PLAQUE D'ANCRAGE MOBILE-HNG | 6
2338 | SUJECION MAQUINA MUEBLE-HNG (2338CT) | HNG FORNITURE FASTENING | FASTENING MACHINE-HNG | MACHINE DE FIXATION-HNG | 8
2339 | CHAPA TAPA CONDENSADOR (2339CT) | HNG CONDENSER COVER | COPERCHIO CONDENSATORE | COUVERCLE DU CONDENSEUR | 8
2340 | VARILLA INOX 6MM (0.225 KG/M) | INOX SHAFT 6MM | ASTA IN ACCIAIO INOX 6MM (0,225 KG / M) | TIGE EN ACIER INOXYDABLE 6MM (0.225 KG / M) | 11
2347 | TUERCA FIJACION (NEGRO)1420-010-10 | PLASTIC NUT (R/CH) | INSERTO FISSAGGIO NERO | ECROU FIXATION NOIR 1420-010-10 | 2
2348 | CUBETA BOYA MP 145 | FLOAT BUCKET MP 145 | SECCHIO BOYA MP 145 | CUVEAU FLOTTEUR MP 145 | 13
2349 | SOPORTE CUBETA BOYA MP145 (2349CT) | SUPPORT BIN LEVEL | SUPPORTO BENNA BOYA MP145 | BOYA MP145 SUPPORT DE GODET | 6
2350 | TAPA CUBETA BOYA MP145 (2350CT) | COVER BIN LEVEL | COPERCHIO SECCHIO BOYA MP145 | COUVERCLE DE GODET BOYA MP145 | 5
2351 | REJILLA EXPULSORA HNG (2351RB) | ICE EXIT GRID HNG | GRIGLIA USCITA GHIACCIO HNG | GRILLE DE SORTIE DE GLACE HNG | 15
2375 | CARTELA SOPORTE BOYA MP 145 (2375CT) | FRAME SUPPORT 145 | POSTER DI SUPPORTO BOYA MP 145 | BOYA MP 145 SUPPORT POSTER | 3
2377 | CONTERAS 40X40 |  | CONTERS 40X40 | CONTERS 40X40 | 6
2404 | ANGULO GUIA BANCADA HNG (2404CT) | BASE TRACK ANGLE HNG | ANGOLO DI GUIDA BANCARIA HNG | ANGLE DE GUIDAGE DE LA BANQUE HNG | 5
2408 | SUJECION CORTINA HNG (2408RB) | CURTAIN SUPPORT HNG | SUPPORTO CORTINA HNG | SUPPORT DE RIDEAU HNG | 6
2411 | CARTELA HNG (2411RB) | HNG FRONT SUPPORT | SUPPORTO FRONTE | SUPPORT AVANT | 9
2417 | TAPA EVAP. HNG | EVAPORATOR COVER HNG | COPERCHIO EVAPORATORE | COUVERCLE DE L'ÉVAPORATEUR | 19
2420 | TAPA STOCK HNG | STOCK COVER HNG | COPERCHIO | COUVERTURE | 37
2423 | CONDENSADOR STFT 12218 | CONDENSER STFT 12218 | CONDENSATORE | CONDENSATEUR | 107
2430 | POREX EMBALAJE HNG |  | POREX HNG PACKING | POREX HNG PACKING | 26
2432 | REMACHE GALV. M-5X12 HEX.CAB.REDUC. | RIVET | RIVETTO ZINC. M-5X12 HEX.CAB.REDUC. (PSZROH-0525-250) | RIVET ZINC. M-5X12 HEX.CAB.REDUC. (PSZROH-0525-250) | 3
2435 | BAFLE CF27 | FAN SUPPORT | DEFLETTORE CONDENSATORE | CHICANE DE CONDENSEUR | 20
2439 | IQ 355/475 ARANDELA DE APOYO | SUPPORT WASHER IQ400/550/1100 | IQ 355/475 RONDELLA DI APPOGGIO | IQ 355/475 RONDELLE DE SUPPORT | 27
2440 | TUERCA FIJACION ITM (TOR 5'5) | PLASTIC NUT 5.5 | INSERTO IN PLASTICA ITM 5.5 | INSERT PLASTIQUE ITM 5.5 | 2
2446 | MOTOR VENTILADOR 220-50/60 | FAN MOTOR | MOTOR VENTILATORE | MOTEUR DU VENTILATEUR | 98
2447 | ABRAZADERA TUBO 70X70 (2447CT) | JUBILEE CLIP 70X70 | FASCETTA TUBO 70X70 | COLLIER DE SERRAGE 70X70 | 9
2449 | TORN. DIN 933 M-8X10 INOX A2 | SCREW M 8X10 INOX | VITE DIN 933 M-8X10 INOX A2 | VIS DIN 933 M-8X10 ACIER INOXYDABLE A2 | 2
2452 | ARANDELA DIN 127 M-8 GROVER ZINC | M 8 GAL GROVER WASHER | RONDELLA. DIN 127 M-8 GROVER ZINCO | RONDELLES GROVER M 8 GAL | 2
2455 | IQ 175 TAPA SOPORTE BRIDA SUPERIOR | FLANGE SUPPORT IQ135/150/200 | COPERCHIO SUPPORTO FLANGIA IQ 175 | SUPPORT BRIDE SUPERIEUR IQ135/150/2 | 9
2456 | -Y- IQ 175 BANCADA (2456CT) | BASE IQ200 | -Y- IQ 175 PIASTRA DI BASE | BASE IQ200 | 79
2457 | IQ 175-355 OMEGA REFUERZO (2457CT) |  |  |  | 23
2458 | IQ 175 PUENTE (2458RB) | IQ 200/500 SECTION | PONTE IQ 175 | IQ 175 PONT | 23
2462 | -&-CUBETA AGUA IQ | IQ WATER PAN | - & - CUBETA AGUA IQ | BAC EAU IQ | 15
2463 | IQ 175 LATERAL DCHO (2463CT) | RIGHT PANEL IQ200 | IQ 175 FIANCO DESTRO | PANNEAU DROIT IQ200 | 58
2464 | IQ 175 LATERAL IZDO (2464CT) | LEFT PANEL IQ200 | IQ 175 FIANCO SINISTRO | IQ 175 LEFT SIDE | 58
2466 | IQ 175 TRASERA (2466CT) | REAR PANEL IQ200 | IQ 175 POSTERIORE | IQ 175 ARRIERE | 30
2470 | DISYUNTOR 1.6-2.5 GD252V5(MMS-32S) | BREAKER 1.6/2.5 A | Interruttore automatico 1.6-2.5 GD252V5 (MMS-32S) | Disjoncteur 1.6-2.5 GD252V5 (MMS-32S) | 117
2471 | TEMPORIZADOR 10 MINUTOS HILOS RETARDO ON | 10' TIMER | TIMER 10 MINUTI H3DS-XL 2 FILI | MINUTERIE 10 MINUTES H3DS-XL 2 FILS | 129
2472 | CUADRO ELECTRICO IQ (CHAPA) (2472CT) | ELECTRIC BOX | SCATOLA ELETTRICA IQ (LAMIERA) | BOÎTIER ÉLECTRIQUE IQ (TÔLE) | 8
2475 | IQ 355- 550 BANCADA (2475CT) | BASE IQ400-550 | IQ 355- 550 PIASTRA DI BASE | BASE IQ400-550 | 116
2476 | IQ 355 PUENTE (2476RB) | EVAPORATOR SUPPORT BRIDGE IQ400 | PONTE IQ 355 | PONT SUPPORT EVAPORATEUR IQ400 | 101
2477 | IQ 355 TAPA SOPORTE BRIDA SUPERIOR (2477CT) | FLANGE SUPPORT IQ400/550/1100 | COPERCHIO SUPPORTO FLANGIA IQ 355 | SUPPORT BRIDE SUP. IQ400/550/1100 | 15
2478 | IQ 355 LATERAL DCHO (2478CT) | RIGHT PANEL IQ400 | IQ 355 FIANCO DESTRO | IQ 355 CÔTÉ DROIT | 87
2479 | IQ 355 LATERAL IZDO (2479CT) | LEFT PANEL IQ400 | IQ 355 FIANCO SINISTRO | PANNEAU GAUCHE IQ400 | 87
2481 | IQ 355 TRASERA (2481CT) | REAR PANEL IQ400 | IQ 355 POSTERIORE | IQ 355 ARRIERE | 40
2484 | JUNTA TORICA 75X3(COJ.INF. =355) | O-RING BEARING 75X3 | GUARNIZIONE O-RING A 75X3 (GIUNTO INF. = 355) | JOINT TORIQUE 75X3 | 5
2498 | PILOTO AMBAR D311 220/50Hz | ORANGE LIGHT | PILOTA AMBAR DELBSA D311 220 / 50Hz | AMBAR DELBSA D311 220 / 50Hz | 16
2500 | PALET IQ 175 |  |  | PALETTE IQ 175 | 30
2502 | CAJA CARTON IQ175 |  |  | BOÎTE EN CARTON IQ175 | 22
2503 | CAJA CARTON IQ355 |  |  |  | 33
2506 | -&-CAJA POREX D25 195X95X85 | ISOLATION BOX WATER PAN IQ | - & - POREX D25 BOX 195X95X85 | - & - POREX D25 BOX 195X95X85 | 8
2507 | PRESOSTATO 15'5-18KG | CONDENSATION PRESSOSTAT | PRESSOSTATO HTB-3UC29(15.5-18)03HT0003 | PRESSOSTATO HTB-3UC29(15.5-18)03HT0003 | 79
2510 | ARANDELA DIN 125 M-8 NYLON | WASHER NYLON JOINT 8/16 | RONDELLA. DIN 125 M-8 NYLON | RONDELLA. DIN 125 M-8 NYLON | 2
2512 | ARANDELA 9X40X4 GAL | WASHER 9X40X4 | RONDELLA 9X40X4 GAL | BAGUE 9X40X4 | 6
2520 | ARO PASACABLES 44'4 (15514) | GROMET | ANELLO DI PASSAGGIO 44'4 (15514) |  | 6
2530 | RAMPA DISPERSORA SPIKA 50V | FLOW DISPERSOR RAMP | RAMPA DISPENSORA SPIKA 50V | RAMPE DISPERSANTE SPIKA 50V | 29
2541 | CONDENSADOR STFT 14221 | CONDENSER STFT 14221 | CONDENSATORE STFT 14221 | CONDENSATORE STFT 14221 | 165
2560 | DESHIDRATADOR DML032S | DRIER FILTER DML032S 023Z4822 | DESHIDRATATORE DML032S (023Z482291) | DESHYDRATATORE DML032S (023Z482291) | 23
2561 | SEPAR.PART.D.30x345 1/2-1/2"(2A) | PARTICLES SEPARATOR 345x30 1/2 | "SEPAR.PART.D.30x345 1 / 2-1 / 2 ""(2A)" | SEPAR.PART.D.30x345 1/2-1/2 (2A) | 16
2562 | FIN CARRERA CAR/ROTA PAL:AR-D4N-1120 | STOP MECHANISM CRZ | CAR CAR RERA / ROTA PAL END: AR-D4N-1120 | CAR CAR RERA / ROTA PAL END : AR-D4N-1120 | 38
2586 | SOPORTE FILTRO 5m (2586RB) |  |  | SUPPORT FILTRE 5m (2586RB) | 6
2587 | BANCADA HNG (2587CT) | BOTTOM BASE HNG | BASE | BASE | 28
2592 | CONDENSADOR STFT 18127 |  | CONDENSATORE STFT 18127 | CONDENSATEUR STFT 18127 | 91
2595 | TORN. DIN 912 M-5X6 INOX A2 | SCREW DIN 912 M5X6 | VITE DIN 912 M5X6 | VIS DIN 912 M5X6 | 2
2635 | CLIP SOPORTE ADH.PARA TUBO 18(14.7-19.1) AKKL-5775-A-RT |  |  |  | 3
2645 | CARATULA PILOTOS IQ-85 59x35 | LEDS COVER 85 | COPERTURA PILOTA IQ-85 59x35 | IQ-85 COUVERTURE PILOTE 59x35 | 18
2646 | SOPORTE VALVULAS GENERADOR IQ-550 (2646RB) | VALVE GENERATOR SUPPORT | GENERATORE DI VALVOLE DI SUPPORTO IQ-550 | IQ-550 SUPPORT VALVE GENERATOR | 15
2661 | ARANDELA INOX 32X47.9X0.7 (2661CT) | WASHER INOX 32X47.9X0.7 | RONDELLA INOX 32X47.9X0.7 | RONDELLE INOXYDABLE 32X47.9X0.7 | 6
2662 | ARANDELA INOX 55X67.9X0.7 (2662RB) | BEARING SUPPORT WASHER IQ400-1100 | RONDELLA INOSSIDABILE 55X67.9X0.7 | RONDELLE INOXYDABLE 55X67.9X0.7 | 7
2683 | PRESOST. HTB-3UC47(29.3-24.5KG)UL | SAFETY PRESSOSTAT | PRESSOSTATO SICUREZZA HTB -3UC47(29.3-24.5)UL | HTB -3UC47(29.3-24.5)UL PRESSOSTAT DE SÉCURITÉ | 79
2684 | REJILLA EXPULSORA DP 130 (2684RB) | ICE DEFLECTOR GRILLE DP140 | GRIGLIA CADUTA CUBETTI DP140 | DP140 FALLING CUBE GRID | 59
2710 | IQ 475 LATERAL DCHO (2710CT) | RIGHT PANEL IQ550 | IQ 475 LATO LATERALE | IQ 475 CÔTÉ | 74
2711 | IQ 475 LATERAL IZDO (2711CT) | LEFT PANEL IQ550 | IQ 475 LATO SINISTRO | IQ 475 COTE GAUCHE | 74
2712 | IQ 475 TRASERA (2712CT) | REAR PANEL IQ550 | IQ 475 POSTERIORE | IQ 475 ARRIÈR | 59
2716 | IQ 475 PUENTE (LATERAL) (2716CT) | IQ550 BRIDGE (SIDE) | PONTE IQ 475 (LATO) | PONT IQ 475 (SIDE) | 59
2717 | IQ 475 CHAPA LATERAL PUENTE | IQ550 SIDE SUPPORT BRIDGE | FOGLIO LATERALE PONTE IQ 475 | IQ550 PONT DE SUPPORT LATÉRAL | 8
2723 | SOPORTE PILOTOS IQ 1100 (2723CT) | LEDS SUPPORT IQ1100 | SUPPORTO PILOTA IQ 1100 | SUPPORT TEMOINS IQ1100 | 30
2725 | IQ 1100 TIRANTE APOYO SUPERIOR (2725CT) | IQ 1100 TOP SUPPORT BRACE | IQ 1100 TIRANTE SOSTEGNO SUPEIORE |  | 5
2729 | IQ 1100 CUBIERTA SUPERIOR (2729CT) | TOP COVER IQ1100 | IQ 1100 TOP COVER | COUVERCLE SUPERIEURE IQ1100 | 303
2730 | IQ 1100 BANCADA (2730CT) | BASE IQ1100 | IQ 1100 BANKING | BASE IQ1100 | 594
2735 | IQ 1100 LATERAL DCHO (2735CT) | IQ1100 RIGHT PANNEL | IQ 1100 SIDE SIDE | IQ1100 PANNEAU DROIT | 89
2736 | IQ 1100 LATERAL IZDO (2736CT) | IQ1100 LEFT PANNEL | IQ 1100 LATO SINISTRO | IQ1100 PANNEAU GAUCHE | 89
2737 | IQ 1100 TRASERA (2737CT) | IQ1100 BACK PANEL | IQ 1100 POSTERIORE | IQ1100 PANNEAU ARRIÈRE | 125
2738 | IQ 1100 FRENTE SUPERIOR (2738CT) | IQ1100 FRONT PANNEL | IQ 1100 SUPERIOR FRONT | IQ1100 PANNEAU AVANT | 50
2739 | CAJA CARTON IQ1100 | CARDBOARD BOX IQ1100 | CONFEZIONE IQ 1100 | BOÎTE EN CARTON IQ1100 | 74
2771 | ALARGADERA SJT 3AWG16x2.5M NEGRA UL/CSA NEMA 5-15P | ELECTRIC CORD TO MAINS | SJT 3AWG16x2.5M NERO UL / CSA NEMA 5-15P | TUYEAU ELECTRIQUE USA | 17
2783 | VALV. 3.5 B 120/60Hz UL-NSF 1180/50111820 | WATER INLET VALVE 115V 60HZ | VALV. 3,5 B 120 / 60Hz UL-NSF 1180/50111820 | VANNE D'ARRIVÉE D'EAU 115V 60HZ | 18
2799 | PEGAMENTO PVC-U 402984 TANGIT 125GRS. |  |  | COLLE PVC-U 402984 TANGIT 125GRS | 4
2800 | COMPRESOR AEZ4425Z "A" 4.5cc 115/60Hz 404 (AE-1118-BF) | COMPRESSOR AEZ4425Z 115/60HZ | COMPRESSORE "A" AEZ4425Z 4.5cc 115 / 60Hz 404 (AE-1118-BF) | COMPRESSEUR AEZ4425Z 115/60HZ | 319
2809 | TAPON CROMADO AGUJ.CUB.FUENTE 995 |  |  |  | 5
2836 | BANCADA NG-30 (2836CT) | BASE NG-30 | PIASTRA DI BASE NG-30 | BASE NG-30 | 17
2849 | BRIDA B5 MR 2IV50 (FE. FUNDIDO) | FLANGE B5 MR 2IV50 | FLANGIA B5 MR 2IV50 (FE.FUNDITO) | COLLERETTE B5 MR 2IV50 | 78
2850 | CASQUILLO ACOPLE 2IV40 (EJE 19-24) | SUPPLEMENTARY SLEEVE (SHAFT 19-24) | COPPIA DI ACCOPPIAMENTO 2IV40 (ASSE 19-24) | MANCHON SUPPLÉMENTAIRE (ARBRE 19-24) | 38
2852 | CHAVETA ACOPLE 2IV40 "T" (EJE 19-24) | SPECIAL "T" KEY | CHAVETA ACOPLE 2IV40 "T" (AXLE 19-24) | CLÉ SPÉCIALE T | 18
2855 | CAJA CUBIERTA REP.IQ135-150-200 2IV4 |  | SCATOLA COPERTA REP.IQ135-150-200 2IV4 | BOÎTE COUVERCLE PIECES DE RECHANGE IQ135-150-200 2IV4 | 11
2862 | TORN. DIN 912 M-6X25 PAVONADO | SCREW DIN 912 M-6X25 PAVONADO | VITE. DIN 912 M-6X25 |  | 2
2871 | TORN. DIN 912 M-6X8 INOX A4 | SCREW DIN 912 M6X8 | VITE. DIN 912 M-6X8 | VIS DIN 912 M6X8 | 2
2873 | SOPORTE COJINETE INFERIOR IQ400-550 | LOWER BEARING SUPPORT IQ400-550 | SUPPORTO CUSCINETTO INFERIORE IQ400-550 | SUPPORT DE ROULEMENT INFÉRIEUR IQ400-550 | 65
2876 | BOCA SALIDA HIELO IQ550 (2876RB) |  |  | BOUCHE DE SORTIE DE GLACE IQ550 (2876RB) | 6
2878 | "T" REDUCIDA 16-12-16 COD 151200 | REDUCED T | """T"" RIDOTTO 16-12-16 COD 151200" | REDUCED T | 13
2882 | VENTILADOR RPMR/300-2-A 2700rpm | FAN RPMRF/300 2500 RPM | VENTOLA RPMR / 300-2-A 2700rpm | VENTILATEUR RPMRF/300 2500 RPM | 173
2885 | REFRIGERANTE R134A |  | REFRIGERANTE R134A | RÉFRIGÉRANT R134A | 111
2896 | &no pedir SOBRECAJA IQ475-2127 | EXTRA BOX IQ550 | e non ordinare SOVRACCARICO IQ475-2127 | BOÎTE SUPPLÉMENTAIRE IQ550 | 40
2903 | IQ TAPA VENTANA | IQ WINDOW COVER | IQ COPERCCHIO FINESTRA | COUVERCLE DE FENÊTRE IQ | 13
2915 | PROTECTOR MRP304AMN T0071 (ML40TB) | COMPRESSOR PROTECTOR (ML40TB) | SALVAMOTORE (ML40TB) | PROTECTEUR DE COMPRESSEUR (ML40TB) | 11
2916 | COND. ARRANQUE 47-56/330 (DEL 40 AL 18 IN) | CAPACITOR 47-56/330 | CONDENSATORE 47-56/330 | CONDENSATEUR 47-56/330 | 23
2917 | RELE 9660A127 MTRP38 (ML45TB) 153013 | START RELAY 38 (ML45TB) | RELE 38 (ML45TB) | RELAIS DE DÉMARRAGE 38 (ML45TB) | 13
2918 | PROTECTOR MRP56AMK T0057 (ML45TB) | COMPRESSOR PROTECTOR (ML45TB) | SALVAMOTORE (ML45TB) | PROTECTEUR DE COMPRESSEUR (ML45TB) | 11
2921 | COND.PERM. 25/400 (MS34TB) | RUN CAPACITOR COMP. MS34TB | PERD COND. 25/400 (MS34TB) | CONDENSATEUR DE MARCHE COMP. MS34TB | 15
2926 | PROTECTOR MRA38130 T0252G (MP12TB) | COMPRESSOR PROTECTOR (MP12TB) | SALVAMOTORE (MP12TB) | PROTECTEUR DE COMPRESSEUR (MP12TB) | 19
2927 | COND.PERM.16MF/400V (MP12TB MR18TB MX18TB) | START CAPACITOR (MP12TB MR18TB) | CONDENSATORE (MP12TB MR18TB) | CONDENSATEUR DE DÉMARRAGE (MP12TB MR18TB) | 13
2931 | COND.PERM.20/400 (MR22TB MS26TB) | START CAPACITOR (MR22TB-MS26TB) | CONDENSATORE (MR22TB-MS26TB) | CONDENSEUR MARCHE COMP. MR22TB-MS26 | 26
2932 | RELE 3ARR310AS3 RVA3G..(MS26TB-34TB) | START RELAY (MS26TB-34TB) | RELE (MS26TB-34TB) | RELAIS DE DÉMARRAGE (MS26TB-34TB) | 35
2987 | RELE OMRON MY2F-US-SV 110/120 AC |  | RELÈ AC OMRON MY2F-US-SV 110/120 | RELAIS OMRON MY2F-US-SV 110/120 AC | 46
3003 | TRAFO AKO-15590 MSPK 120/230V=12V 3VA | TRANSFORM.AKO-15590 MSPK 120/230V=1 | TRAFO AKO-15590 MSPK 120 / 230V = 12V 3VA | TRANSFORM.AKO-15590 MSPK 120/230V=1 | 26
3005 | AKO-14910 TAPA TRANSP.PROT.FRONTAL |  | AKO-14910 COPERCHIO TRASFERIMENTO ANTERIORE | AKO-14910 COUVERCLE DE TRANSFERT AVANT | 7
3012 | TERMOST.ELECTR.MONT.F2 E10.147.R(220V) |  | THERMOST.ELECTR.MONT.F2 E10.147.R (220V) | E10.147.R (220V) MONTAGE THERMOSTAT ÉLECTRIQUE F2 | 297
3013 | SONDA TERMOST.ELECTR.MONT.F2 E03.023 |  | SONDA THERMOST.ELECTR.MONT.F2 E03.023 | E03.023 F2 MONTAGE ELECTR.THERMOSTAT SONDE | 35
3020 | -&-VALVULA EXPANSION TUBE 068U2607 ORIF.5 (404)MP800 |  | - & - TUBO VALVOLA DI ESPANSIONE 068U2607 ORIF.5 (404) MP800 | - & - TUBE DE SOUPAPE D'EXPANSION 068U2607 ORIF.5 (404) MP800 | 162
3022 | RELE TERMICO MT-12 5A (4-6A) | RELAY THERMIC 4-6 (TKK226) | RELÈ TERMICO MT-12 5A (4-6A) | RELAIS THERMIQUE MT-12 5A (4-6A) | 64
3032 | MACHON 3/4 PE. 11852 | BUTTRESS | MACCHINA 3/4 PE. 11852 | MACHINE 3/4 PE. 11852 | 6
3043 | -&-MICRO BINIVEL 83.161.806 (UL) | MICRO BILEVEL 83.161.806 (UL) | - & - MICRO BINIVEL 83.161.806 (UL) | - & - MICRO BINIVEL 83.161.806 (UL) | 17
3044 | -&-PALANCA (BRAZO) 1.61G-79.218.651- | LEVER (ARM) 1.61G-79.218.651 | - & - LEVER (ARM) 1.61G-79.218.651- | - & - LEVIER (BRAS) 1.61G-79.218.651- | 5
3050 | -&-BIELA PALPADOR | CONNECTING ROD TESTING SPIKE | - & - CINTURA PALPADOR | - & - PALPADOR BELT | 32
3051 | -&-TENSOR PALPADOR | TESTING SPIKE TIGHTENER | - & - TENSORE SONDA | - & - PROBE TENSOR | 35
3052 | -&-HORQUILLA ARTICULACION | JOINT CLIP | - & - FORCHETTA PER ARTICOLAZIONE | - & - FOURCHE D'ARTICULATION | 54
3072 | CALDERIN 155x349 33 BARS,5.3l |  | RICEVITORE 155x349 (1300307A) (33 BAR, 5.3l) 341020 | RECEIVER 155x349 (1300307A) (33 BAR, 5.3l) 341020 | 369
3073 | VALVULA SEGURIDAD 1/4X3/8 (30bar) | VALV. SEC. 1/4X3/8 435IBS CR-01 FAV(KJ118) (30bar) | VALV. SICUREZZA. 1 /4 X 3/ 8 435IBS CR-01 FAV (KJ118) (30bar) | VALVE DE SECURITE. 1 /4 X 3/ 8 435IBS CR-01 FAV (KJ118) (30 bar) | 177
3202 | MOTO REDUCTOR MR V5/0.37 KW | GEAR MOTOR 0.37 KW | MR 2IV50 VO3A-EM71C4 230B5 / .... V5 / 0,37 KW | MR 2IV50 VO3A-EM71C4 230B5 / .... V5 / 0,37 KW | 2182
3218 | CUADRO ELECTRICO IQ 550 TRIFASICA (3218CT) | ELECTRIC BOX | TABELLA ELETTRICA | TABLEAU ÉLECTRIQUE | 20
3258 | BANCADA NG-90 (3258CT) | BASE NG-110 | PIASTRA DI BASE NG-90 | PLAQUE DE BASE NG-90 | 40
3264 | TAPA SILO FOLLET 1350 (IQ-1100) (3264CT) |  |  | COUVERCLE SILO FOLLET 1350 (IQ-1100) (3264CT) | 307
3271 | REFUERZO TAPA SILO S500 - S300 (3271CT) | BIN COVER REINFORCEMENT |  |  | 37
3283 | ARANDELA ALUMINIO 21X28X1.5 | ALUMINIUM WASHER | RONDELLA IN ALLUMINIO 21X28X1,5 | RONDELLE ALUMINIUM 21X28X1.5 | 5
3293 | PILAR DELANTERO NG-30 IZDO (3293RB) | LEFT FRONT PILAR NG-30 | PILASTRO ANTERIORE NG-30 SINISTRA | PILIER AVANT NG-30 GAUCHE (3293RB) | 20
3297 | TORN. DIN 912 M-8X20 8.8 ZINC | SCREW 8*20 | VITE. DIN 912 M-8X20 8.8 ZINCO | VIS DIN 912 M-8X20 8.8 ZINC | 6
3327 | VAL.PRESOS.W1/2" 3N 2100 WVFX | SWFTH PRESSOS. W1/2 3N 2100 WVFX | "VAL.PRESOS.W1 / 2 ""3N 2100 WVFX" | VAL.PRESOS.W1 / 2 3N 2100 WVFX | 472
3341 | -&-COMPRESOR MS26T3 T 400/440V-50/60HZ |  | - & - COMPRESSORE MS26T3 T 400 / 440V-50 / 60HZ | - & - COMPRESSOR MS26T3 T 400 / 440V-50 / 60HZ | 672
3395 | -&-CABLEADO ELECTRICO VENTILADOR IQ400-IQ550-1100 | FAN WIRING | VENTILATORE | FAN | 8
3397 | VALVULA CASTEL 6175/33 3/8 | SERVICE VALVE 3/8 | VALVOLA CASTEL 6175/33 3/8 | VANNE CASTEL 6175/33 3/8 | 58
3398 | VALVULA CASTEL 6175/44 1/2 | CASTEL VALVE 1/2 | VALVOLA CASTEL 6175/44 1/2 | VANNE CASTEL 6175/44 1/2 | 68
3401 | COMPRESOR TL4G |  |  | COMPRESSEUR TL4G | 684
3402 | CONTROLADOR DETECTOR DE NIEVEL IR125 UF |  |  | DETECTEUR DE NIVEAU CONTROLEUR IR125 UF | 827
3406 | PILAR TRASERO NG-30 (3406RB) | REAR PILAR NG-30 | PILASTRO POSTERIORE NG-30 | COLONNE ARRIÈRE NG-30 | 6
3407 | PILAR TRASERO NG-30 ACOMETIDAS (3407RB) | REAR INLET PIPES SUPPORT | PILASTRO POSTERIORE NG-30 COLLEGAMENTI | PILIER ARRIÈRE NG-30 CONNEXIONS | 6
3411 | VALVULA ASPIRACIONES KVP-12 1/2 | SUCTION VALVE | VALVOLA ASP. KVP-12 1/2 (34L0218) | ASP. KVP-12 1/2 (34L0218) | 286
3413 | BANCADA GENERADOR IQ550 (3413CT) | BASE PLATE GENERATOR | BANCA GENERATORE IQ550 | BANQUE DE GÉNÉRATEURS IQ550 | 91
3415 | SOPORTE ACOMETIDAS GENERADOR IQ550 (3415CT) | SUPPORT SUPPLIES G500 | GENERATORE DI ACCESSORI DI SUPPORTO IQ550 | ACCESSOIRES DE SUPPORT DU GÉNÉRATEUR IQ550 | 86
3416 | ENVOLVENTE MQ GENERADOR IQ550 (3416CT) | COVER GENERATOR | BUSTA GENERATORE MQ IQ550 | ENVELOPPE GÉNÉRATEUR MQ IQ550 | 193
3417 | TRASERA GENERADOR IQ550 (3417CT) | REAR PANEL IQ550 REMOTE | GENERATORE POSTERIORE IQ550 |  | 47
3419 | CUBIERTA SUP.GENERADOR IQ550-850 (3419CT) | REMOTE IQ550 TOP | GENERATORE SUPPORTO COPERCHIO IQ550-850 |  | 63
3420 | RACOR T-10 (890-69)LATON | RACOR T-10 (890-69)LATON | RACCORDO T-10 (890-69) OTTONE |  | 12
3424 | TEMPORIZADOR CONEXION H3DS-AL AC/DC 17.5mm | TIMER CONNECTION | TIMER CONNESSIONE H3DS-AL AC / DC 17,5mm | CONNEXION DE LA MINUTERIE H3DS-AL AC / DC 17.5mm | 89
3434 | PILAR DELANT DCHO NG-90 (3434RB) | RIGHT FRONT PILAR NG110 | PILASTRO ANTERIORE DESTRO NG-90 | NG-90 PILIER AVANT DROIT | 40
3435 | PILAR DELANTERO IZDO NG-90 (3435RB) | LEFT FRONT PILAR NG-110 | PILASTRO ANTERIORE SINISTRA NG-90 | NG-90 PILIER AVANT GAUCHE | 40
3454 | MRP 56 AMK-3240 (T0599-A0) | MRP 56 AMK-3240 | MRP 56 AMK-3240 (T0599-A0) | MRP 56 AMK-3240 (T0599-A0) | 27
3455 | MST 58 AMN-3240 (T0432-A4) |  | MST 58 AMN-3240 (T0432-A4) | MST 58 AMN-3240 (T0432-A4) | 27
3456 | MRT 28 AMK-3240 (T0420-A0) |  | MRT 28 AMK-3240 (T0420-A0) | MRT 28 AMK-3240 (T0420-A0) | 40
3457 | MST 22 APK-3252 (T0425-B9) |  | MST 22 APK-3252 (T0425-B9) | MST 22 APK-3252 (T0425-B9) | 40
3463 | MTRP 0027-31 RELE DE INTENSIDAD | MTRP 0027-31 INTENSITY RELAY | RELÈ INTENSITÀ MTRP 0027-31 | MTRP 0027-31 RELAIS D'INTENSITÉ | 20
3464 | MTRP 0030-31 RELE DE INTENSIDAD |  | RELÈ DI INTENSITÀ MTRP 0030-31 | RELAIS D'INTENSITÉ MTRP 0030-31 | 18
3465 | 9660 A 467-158 (MTRPH 0030-31) |  | Da 9660 A 467-158 (MTRPH 0030-31) | 9660 À 467-158 (MTRPH 0030-31) | 25
3473 | COND. ARRANQUE 50MF-330V CABxD46 |  | COND. AVVIAMENTO 50MF-330V CABxD46 | COND. START 50MF-330V CABxD46 | 60
3474 | COND. ARRANQUE 64MF-260V |  | COND. AVVIAMENTO 64MF-260V | START COND. DÉMARRAGE 64MF-260V | 76
3520 | TIRANTE LATERAL NG-30 (3520CT) | SIDE BRACE | TIRANTE LATERALE NG-30 | TIRANT LATÉRAL NG-30 | 3
3533 | CLIP BRIDA TUBO 1/4 (181286382015) SOPORTE CORTINA | CLIP TUBE 1/4" | CLIP TUBO 1/4 (181286382015)SUPPORTO BANDIEINE | CLIP DE FIXATION RIDEAU 1/4 (181286382015) | 7
3553 | 2521726-GRIFO NEGRO LLAVE AZUL (RIO 23A) |  |  | 2521726-ROBINET NOIR AVEC CLEF BLEUE (RIO 23A) | 22
3560 | TORN. DIN 912 M-10X12 INOX A2 | SCREW DIN 912 M10*12 | VIOLENTO. DIN 912 M10*12 | DIN 912 M10*12 | 3
3564 | PILAR MDP (3564RB) |  |  | PILIER MDP (3564RB) | 30
3565 | CARTELA DCHA PUENTE MDP (3565RB) | RIGHT BRIDGE CARD. MDP | SCHEDA DESTRA PONTE MDP | CARTE PONT MDP DROITE | 8
3566 | CARTELA IZDA PUENTE MDP (3566RB) | LEFT BRIDGE CARD. MDP | POSTER IN MDP BRIDGE IZDA | POSTER DANS PONT MDP IZDA | 8
3577 | FRENTE MDP (3577CT) | FRONT PANEL MDP | MDP FRONT | MDP FRONT | 77
3581 | CUBIERTA MDP (3581CT) |  |  | COUVERCLE MDP (3581CT) | 77
3634 | CURVA EVAP.P (6500 CR010X) 3/8"x22,9x24x0,5 | EVAPORATOR PART.(6500 CR010X) 3/8x22,9x24x0,5 | "CURVA EVAP.P (6500 CR010X) 3/8 ""x22.9x24x0.5" | COURBE EVAP.P (6500 CR010X) 3/8 x22.9x24x0.5 | 6
3675 | ALARGADERA SJTW 3AWG16x3,5M QP040 NEGRA UL NEMA 6-15P | ELECTRICAL SUPPLY WIRE | SJTW 3AWG16x3.5M QP040 NERO UL NEMA 6-15P | SJTW 3AWG16x3.5M QP040 NOIR UL NEMA 6-15P | 23
3683 | CODO ROSCADO 3/4 MACHO X ESPIGA 25 (20111) | DRAIN FITTING | GOMITO FILETTATO 3/4 MASCHIO X MANICOTTO 25 (20111) | COUDE FILETE 3/4 MALE X MANCHON 25 (20111) | 10
3693 | 2521725-GRIFO NEGRO LLAVE BLANCA |  |  | 2521725-ROBINET NOIR AVEC CLEF BLANCHE | 20
3770 | FRENTE INFERIOR NG-90 (3770CT) | LOWER FRONT PANEL | ANTERIORE INFERIORE NG-90 | AVANT INFÉRIEUR NG-90 | 75
3805 | REJILLA EXPULSORA NG-90 (3805RB) | EJECT CUBE GRILL | SCIVOLO NG-90 | NG-90 SLIDE | 40
3814 | RESISTENCIA PVC FLEX.920X5W 220V (FASTON 6.35H+FUNDA) | RESISTANCE PVC 220V (WHITE) | RESISTENZA PVC FLEX.920X5W 220V (FASTON 6.35H + COVER) | RÉSISTANCE PVC FLEX.920X5W 220V (FASTON 6.35H + COUVERCLE) | 13
3902 | PM010811E-ADAPT.MACHO 1/8 TUBO 8MM. |  | PM010811E-ADAPT.MACHE 1/8 TUBE 8MM. | PM010811E-ADAPT.MACHE 1/8 TUBE 8MM. | 10
3903 | PALANCA NEGRA GRIFO LLENAJ.G61 |  | 2781313-LEVA LEVA NERA COMPLETA.G61 | 2781313-LEVER NOIR LEVIER COMPLET.G61 | 12
3904 | ADAPTADOR HEMBRA 3/8 TUBO 8MM. |  |  | ADAPTATEUR FEMELLE 3/8 TUBE 8MM. | 19
3905 | PI061210S-REDUCTOR ESP.3/8-TUBO 5/16 |  |  |  | 7
3929 | SOPORTE BOMBA MDP (3929RB) | MDP WATER PUMP SUPPORT | SUPPORTO POMPA MDP | SUPPORTO PUMP MDP | 13
3941 | FILTRO MALLA DIAM 50X50 | WIRE-MESH FILTER DIAM 50X50 | FILTRO MESH DIAM 50X50 | FILTRO MESH DIAM 50X50 | 17
3973 | PATA NIVELADOR PMDA NEGRA M-8 |  | PAW LIVELLANTE PMDA NERO M-8 | PAW LIVELLANTE PMDA NERO M-8 | 2
3979 | REMACHE HEX. M8X16.5 STM8HUPO30 TUERCA REMACHABLE | HEX RIVET M8X16.5 STM8HUPO30 RIVET NUT | DADO RIVETATO HEX. M8X16.5 STM8HUPO30 | DADO RIVETATO HEX. M8X16.5 STM8HUPO30 | 5
4023 | ENVOLVENTE MAQUINA HNG (4023CT) | OUTSIDE COVER HNG | COPERCHIO SOPRA | COPERCHIO SOPRA | 46
4024 | TRASERA HNG (4024CT) | REAR COVER HNG | COPERCHIO A POPPA | COPERCHIO A POPPA | 15
4027 | ABRAZADERA TUBO RICH 103 ( 19.1-22.2) | JUBILEE CLIP RICH 103 (19.1-22.2) | RICH 103 TUBE CLAMP (19.1-22.2) | RICH 103 TUBE CLAMP (19.1-22.2) | 5
4030 | CABEZAL QL3B CON VALV CIERRE MANUAL 4312-13 |  |  | TÊTE QL3B AVEC VANNE DE FERMETURE MANUELLE 4312-13 | 217
4031 | CARTUCHO INSURICE i2000 EV961227 |  |  | CARTOUCHE INSURICE i2000 EV961227 | 395
4033 | CALKLIN 200 |  |  | CALKLIN 200 | 50
4036 | SOPORTE CONDENSADOR W ALTO | WATER CONDENSER UPPER SUPPORT | SUPPORTO CONDENSATORE W ALTO | UPPORT DE CONDENSATEUR W HAUT | 3
4037 | SOPORTE CONDENSADOR W BAJO | WATER CONDENSER LOWER SUPPORT | SUPPORTO CONDENSATORE W BASSO | SUPPORT DE CONDENSATEUR W BAS | 3
4038 | SOPORTE CONDENSADOR W EXTERIOR | WATER CONDENSER EXTERNAL SUPPORT | SUPPORTO CONDENSATORE W ESTERNO | SUPPORT CONDENSATEUR W EXTERNE | 3
4040 | PALA VENT. 200X28º ALUM.73808-2-3634 | FAN BLADE 200X28 PLASTIC | PALA VENTILATORE 200x28º ALLUM.73808-2-3634 | VENTILATEUR PALA 200x28º ALUM.73808-2-3634 | 8
4052 | SEPARADOR INT. 7/8 MOD. FA22W |  |  | SÉPARATEUR INT. 7/8 MOD. FA22W | 652
4060 | ESPIGA SALIDA CONDENSADOR W-ECP 12x35 | W CONDENSER OUTLET PIN | - & -MANICOTTO USCITA CONDENSATORE W-ECP 12x35 | - W-ECP POIGNÉE DE SORTIE DU CONDENSATEUR 12x35 | 17
4073 | CABEZAL FILTRO INSURICE i2000 (REPUESTO) 4312-13 |  |  | TÊTE FILTRE INSURICE i2000 (PIÈCE DE RECHANGE) 4312-13 | 113
4075 | UNIDAD CONDENSADORA SCALA 2TN -SC 2TN | CONDENSIT UNIT SIL SCALA / SC |  | UNITÉ CONDENSEUR SCALA 2TN -SC 2TN | 15387
4078 | CONJUNTO FLOTADOR SCALA(FLOAT VALVE Nº50)for 1,2&3Tms OLD | SCALA FLOAT ASSEMBLY |  | ENSEMBLE FLOTTEUR SCALA (VALVE DE FLOTTEMENT Nº50) pour 1,2&3Tms ANCIEN | 167
4081 | T-32314 MOTOR DEL ENGRANAJE MOTOR TRITURADOR TR3 TR5 |  | T-32314 MOTORIDUTTORE TRITURATORE MOTORE TR3 TR5 | T-32314 MOTEUR BROYEUR TR3 TR5 | 1324
4082 | T-43440 EMBRAGUE DEL MOTOR |  | T-43440 FRIZIONE DEL MOTORE | T-43440 EMBRAYAGE MOTEUR | 105
4095 | CONDENSADOR MARCHA 10mF METALICO Ref. F1M40100PC |  | CONDENSATORE A FUNZIONAMENTO IN METALLO 10mF Ref. F1M40100PC | CONDENSATEUR METALLIQUE 10mF Réf. F1M40100PC | 13
4096 | CONDENSADOR MARCHA 16mF 35x70 PLASTICO |  |  | CONDENSATEUR MARCHA 16 F 35x70 PLASTIQUE | 16
4101 | BANCADA ECO 35/45 (4101CT) | BOTTOM PANEL ECO 35/40 | BASE | BASE ECO 35/45 | 13
4115 | -&-NO PEDIR REJILLA TRASERA ECP 32/42 NEGRA RN00B417-QUITADA 05/04/11 | REAR GRID 35/45 BLACK | RETRO GRIGLIA | GRILLE ARRIÈRE | 13
4116 | BANCADA ECO 50 (4116CT) | BOTTOM PANEL ECO 60 | BASE | BASE | 28
4129 | -&-NO PEDIR REJILLA TRASERA ECP 52 NEGRA RN00B418 | REAR GRID ECO 60 BLACK | RETRO GRIGLIA |  | 15
4136 | SOPORTE TRASERO ECP 72 (4136CT) | REAR SUPPORT ECO 80 | SUPPORTO TRASERO | SUPPORT TRASERO | 6
4144 | PATA NIVELADOR PMDA 40 M-10x22 | LEGS | PIEDE LIVELLAMENTO PMDA 40 M-10X22 | PIED | 3
4146 | RT OMEGA CUBIERTA NG 70-90 (4146CT) | BACK REINFORCEMENT NG-110 | RT OMEGA TOP NG 70-90 | RT OMEGA TOP NG 70-90 | 11
4147 | TUERCA DIN 934 M-10 ZINC | NUT DIN 934 M-10 ZINC | PIEDINI | PIEDS | 3
4150 | CONDENSADOR STFT 16224 ECO60 | CONDENSER STFT 16224 ECO60 | CONDENSATORE |  | 181
4165 | PUERTA NG-55 (4165CT) | DOOR NG 60 | SPORTELLO NG-55 | PORTE NG-55 | 32
4203 | PIÑON RUEDA EJE 1 REDUCTOR KENTA - 208318/PEEK | PINION AXLE WHEEL | PIGNONE ASSE 1 REDUCTOR KENTA - 208318 / PEEK | PIGNON D'ESSIEU 1 RÉDUCTEUR KENTA - 208318 / PEEK | 78
4209 | CAJON HIELO 1.5L TR3 - CUBETA TRITURADOR |  |  |  | 113
4223 | TRASERA NG-30 (4223CT) | REAR COVER | POSTERIORE NG-30 | ARRIÈRE NG-30 | 8
4231 | PALA VENT. 230X28º ALUM.73811-2-3634 | FAN BLADE | PALA VENT. 230X28º ALUM.73811-2-3634 | FAN PALA. 230X28º ALUM.73811-2-3634 | 10
4241 | COMPRESOR TAG2516Z "K" 220V-60Hz III | COMPRESSOR TAG2516Z "K" 220V-60HZ I | TAG2516Z COMPRESSORE "K" 220V-60Hz III | COMPRESSEUR TAG2516Z "K" 220V-60HZ | 1835
4270 | PUERTA ECO 70/80 | DOOR ECO 80 | PORTA | PORTE | 29
4272 | GUIA PUERTA - REMATE BOCA ECO DCHO V.1 | RIGHT DOOR GUIDE FINISH | GUIDA DELLA PORTA - REMATE BOCA ECO DCHO V.1 | GUIDE DES PORTES - REMATE BOCA ECO DCHO V.1 | 6
4273 | GUIA PUERTA - REMATE BOCA ECO IZDO V.1 | LEFT DOOR GUIDE FINISH | GUIDA DELLA PORTA - REMATE BOCA ECO SINISTRA V.1 | GUIDE PORTE GAUCHE | 8
4276 | PIVOTE PUERTA ECO | DOOR PIVOT | PERNO DELLA PORTA ECO | ECO DOOR PIN | 2
4280 | PILOTO LED VERDE 220V (SX28H15XAE00027) EVE00260 | GREEN LED | LAMPADINA LED VERDE 220V (SX28H15XAE00027) EVE00218 | AMPOULE LED VERTE 220V (SX28H15XAE00027) EVE00218 | 5
4285 | REJILLA EXPULSORA NG70 (4285RB) | ICE CUBES RAMP |  |  | 17
4307 | PATA NIVELADORA 40 M10X57 | LEVELLING FOOT 40 M10X57 | PIEDE LIVELLAMENTO 40 M-10X57 | PIED DE NIVELLEMENT 40 M-10X57 | 5
4312 | OMEGA REFUERZO BANCADA ECP 52 (4312CT) | REINFORCEMENT OMEGA FOR BEDPLATE | OMEGA PIASTRA DI BASE ECP 52 | PLAQUE DE BASE OMEGA ECP 52 | 3
4314 | PUENTE NG-140 (4314CT) | CHASSIS NG-150 | PONTE NG-140 | PONT NG-140 | 89
4315 | FRENTE INFERIOR NG-140 (4315CT) | LOWER FRONT PANEL NG-150 | ANTERIORE INFERIORE NG-140 | INFÉRIEUR AVANT NG-140 | 55
4323 | REJILLA EXPULSORA NG-140 GALA/DELTA (16 DUCHAS) (4323RB) | CUBE EJECT GRILL NG-150 | GRIGLIA ESPULSIVA NG-140 GALA / DELTA (16 DOCCIA) | NG-140 GALA / DELTA GRILLE D'ÉJECTION (16 DOUCHE) | 123
4326 | OMEGA REFUERZO CUBIERTA NG-140 (4326CT) | REINFORCEMENT TOP COVER NG-150 | OMEGA COPERCHIO RINFORZATO NG-140 | COUVERCLE RENFORCÉ OMEGA NG-140 | 25
4376 | CONTACTOR MC-18b AC230V 50/60HZ | POWER RELAY CONTACTOR | CONTATTORE MC-18b AC230V 50 / 60HZ | MC-18b AC230V 50 / 60HZ CONTACTOR | 97
4393 | REJILLA AIREACION NG60 (4393CT) | VENTILATION GRILLE NG60 | GRIGLIA AERAZIONE NG60 | GRILLE D'AIR NG60 | 36
4400 | REJILLA AIREACION MAGNUS NG40 (4400CT) | VENTILATION GRILLE MAGNUS NG40 | GRIGLIA AERAZIONE MAGNUS NG40 | GRILLE D'AIR MAGNUS NG40 | 58
4408 | COMPRESOR TAGP2522Z "T" 400V III (SIL2544Z) (2845230105) |  | TAGP2522Z COMPRESSORE "T" 400V III (SIL2544Z) (2845230105) | TAGP2522Z COMPRESSEUR T 400V III (SIL2544Z) (2845230105) | 2134
4412 | RELE MTRPH 0033-31 8662567 115V-60Hz |  |  | RELAIS MTRPH 0033-31 8662567 115V-60Hz | 34
4425 | DESAGÜE REBOSADERO NG | DRAIN TUBE NG | TROPPOPIENO SCARICO NG | TUBE DE DRAINAGE NG | 9
4426 | REBOSADERO NIVEL NG | OVERFLOW PIPE | TROPPO PIENO NG | TUYAU DE TROP-PLEIN | 12
4427 | TAPA REBOSADERO NG | OVERFLOW PIPE CAP | COPERCHIO TROPPO PIENO NG | CAPUCHON DU TUYAU DE TROP-PLEIN | 9
4429 | RODETE BOMBA EJE 8 DIAM 55 NG140 | PUMP PAD 8 DIAM 55 NG140 | TRAVI POMPA ASSE 8 DIAM 55 NG140 | ROTOR POMPE ARBRE 8 DIAM 55 NG140 | 8
4431 | CAJA REPUESTOS 40X40X30 |  |  | BOÎTE DE PIÈCES DE RECHANGE 40X40X30 | 9
4476 | RESTRICTOR 2.5L/MIN AMARILLO VALV.ENT.W(1007) | WATER REGULATOR 2.5L/MIN AMARILLO VALV.ENT.W(1007) | RESTRICTORE 2.5L / MIN GIALLO VALV.ENT.W (1007) | RÉGULATEUR D'EAU 2.5L/MIN AMARILLO VALV.ENT.W(1007) | 6
4495 | PALA VENT. 254X22º ALUM.73813-2-3634 | FAN BLADE 250X22º | PALA VENTILATORE 254x22ºALLUM.73813-2-3634 | PALE DE VENTILATEUR 250X22º | 11
4496 | JUNTA TORICA 17X2 BLANCA FDA CERTIFICADA | O-RING 17X2 SILICONE | GUARNIZIONE O-RING BIANCA 17x2 FDA CERTIFICATA | JOINT TORIQUE 17X2 SILICONE | 3
4501 | RACOR 90º ECO | COUPLING 90º ECO | RACORD | RACCORD 90º ECO | 5
4502 | TUERCA RACOR 90º ECO | COUPLING NUT 90º ECO | DADO RACCORDO 90ª ECO | ÉCROU D'ACCOUPLEMENT 90º ECO | 7
4503 | JUNTA RACOR 90º INT22x EXT35x2(-0+0,2)SILICONA ALIMENTARIA | JOINT COUPLING 90º ECO SILICONE | GUARNIZONE GIUNTO 90º,35x22x2,SILICONA ALIMENTARE | JOINT D'ACCOUPLEMENT 90º ECO SILICONE | 7
4505 | FILTRO RACOR 90º ECO | FILTER COUPLING 90º ECO 35-120 | FILTRO | RACCORD DE FILTRE 90º ECO 35-120 | 7
4521 | BANDEJA BOMBA ECP-ECO-NG | WATER PUMP TRAY | BACCINELLA POMPA ECP-ECO-NG | PLATEAU DE LA POMPE À EAU | 3
4526 | RESTRICTOR 1L/MIN AZUL VALV.ENT.W (1005) | WATER REGULATOR 1L/MIN AZUL VALV.ENT.W (1005) | RESTRICTOR 1L / MIN BLUE VALV.ENT.W (1005) | RÉGULATEUR D'EAU 1L/MIN AZUL VALV.ENT.W (1005) | 3
4527 | RESTRICTOR 1.2L/MIN MARRON VALV.ENT.AGUA | WATER FLOW RESTRICTOR 1.2L/MIN | RESTRICTORE1.2L/MIN | LIMITEUR DE DÉBIT D'EAU 1.2L/MIN | 3
4528 | TERMOSTATO BIMETAL TY60/A Estandar con vite filetata rearmo auto | THERMOSTAT TY60/A-H231 | TERMOSTATO BIMETALE TY60 / A Standard con vite filetata auto rearmo | THERMOSTAT TY60/A-H231 | 7
4534 | GRAPA SOPORTE TERMOSTATO EVAP. INOX 17x12.2x0.5x1.5 (302) | TUBE CLIP FOR CYCLE THERMOSTAT | CLIP DI SUPPORTO TERMOSTATO EVAP. INOX 17x12.2x0.5x1.5 (302) | CLIP DE FIXATION POUR THERMOSTAT DE CYCLE | 6
4551 | -&-TUBO ASP. BOMBA ECP 32-42 (310)RHS0B992 | W.PUMP SUCTION TUBE 35/45 | TUBO RETORNO POMPA | TUBE D'ASPIRATION POMPE W.35/45 | 12
4562 | PALET ECO80 ECP72 | PALLET 80 | PALLET ECO80 ECP72 | PALETTE 80 | 29
4594 | RACOR 90º ECO 100 | COUPLING 90º ECO 130 | RACCORDO 90º ECO 130 | RACCORD 90º ECO 130 | 5
4613 | SOPORTE BOMBA ECP 18-52 (4613CT) | WATER PUMP SUPPORT ECO SM. | SUPPORTO POMPA | SUPPORT POMPE À EAU ECO SM. | 3
4673 | REJILLA EXPULSORA NG-40 (4673RB) | ICE CUBES RAMP | SCIVOLO NG-40 | RAMPE POUR GLAÇONS | 69
4697 | SOPORTE CORTINA NG-30 | CURTAIN HOLDER NG-30 | SUPPORTO CORTINA NG-30 | PORTE-RIDEAU NG-30 | 8
4698 | PALA VENTILADOR BOMBA | FAN BLADE PUMP | PALA VENTOLA POMPA | LAME DE VENTILATEUR POMPE | 9
4725 | -&- TUBO ASP. BOMBA ECP 52 (450)RHS0B993 | WATER SUCTION TUBE ECO 60 | TUBO RITORNO POMPA | TUBE D'ASPIRATION D'EAU ECO 60 | 8
4728 | -&- TUBO ASP. BOMBA ECP 72 (470)RHS0B994 | WATER SUCTION TUBE ECO 80 | TUBO RETORNO POMPA | TUBE D'ASPIRATION D'EAU ECO 80 | 8
4755 | JUNTA EPDM DIA 30 INTERIOR ESP.2 BLANCA | JOINT EPDM | GUARNIZIONE BIANCA EPDM D 30x2 | JOINT EPDM | 7
4769 | BOMBA DPN25-347 NSF 220/50Hz | WATER PUMP 220V/50HZ | POMPA DPN25-347 NSF 220/50Hz | POMPE À EAU 220V/50HZ | 58
4789 | BASE CUADRO ELECTRICO NG | ELECTRIC BOX SUPPORT | BASE DI SCATOLA ELETTRICA NG | SUPPORT DE BOÎTIER ÉLECTRIQUE | 9
4790 | TAPA CUADRO ELECTRICO NG | ELECTRIC BOX COVER | COPERCHIO SCATOLA ELETTRICA NG | COUVERCLE DU BOITIER ELECTRIQUE | 9
4791 | BASE CUADRO ELECTRICO NG V1 | ELECTRICAL BOARD SUPPORT | &&&&&& BASE SCATOLA ELETTRICA NG V1 | SUPPORT DE TABLEAU ÉLECTRIQUE | 8
4810 | LATERAL ECO INOX 40 DCHO (4810CT) | RIGHT PANEL ECO 40 | FIANCO DESTRO | PANNEAU DROIT ECO 40 | 84
4811 | LATERAL ECO INOX 40 IZDO (4811CT) | LEFT PANEL ECO 40 | FIANCO SINISTRA | PANNEAU GAUCHE ECO 40 | 84
4812 | LATERAL ECO INOX 50 DCHO (4812CT) | RIGHT PANEL ECO 60 | FIANCO DESTRO | PANNEAU DROIT ECO 60 | 145
4813 | LATERAL ECO INOX 50 IZDO (4813CT) | LEFT PANEL ECO 60 | FIANCO SINISTRA | PANNEAU GAUCHE ECO 60 | 145
4814 | LATERAL ECO INOX 70 DCHO (4814CT) | RIGHT PANEL ECO 80 | FIANCO DESTRO | PANNEAU DROIT ECO 80 | 75
4815 | LATERAL ECO INOX 70 IZDO (4815CT) | LEFT PANEL ECO 80 | FIANCO SINISTRA | PANNEAU GAUCHE ECO 80 | 75
4827 | COMPRESOR CAE4450Z "A" 9.4cc 115-60Hz UL | COMPRESSOR | COMPRESSORE CAE4450Z "A" 9.4cc 115-60Hz UL |  | 366
4830 | CHAPA PUERTA ECO 40 INOX (4830CT) | DOOR PLATE ECO 45 | LAMIERA PUERTA ECO 40 INOX | PLAQUE DE PORTE ECO 45 | 18
4831 | CHAPA PUERTA ECO 50 INOX (4831CT) | DOOR PLATE ECO 60 | COPERTA PORTA | PLAQUE DE PORTE ECO 60 | 48
4832 | CHAPA PUERTA ECO 70/80 INOX (4832CT) | DOOR PLATE ECO 80 | COPERTURA PORTA ECO 70/80 INOX | PLAQUE DE PORTE ECO 80 | 38
4840 | TIRANTE LATERAL IQ-85 DCHO (4840CT) | RIGHT SIDE STRAP IQ85 | BANDA LATERALE IQ-85 DESTRA | SANGLE LATÉRALE DROITE IQ85 | 13
4841 | TIRANTE LATERAL IQ-85 IZDO (4841CT) | LEFT SIDE STRAP IQ85 | STRISCE LATERALI IQ-85 SINISTRA | SANGLE LATÉRALE GAUCHE IQ85 | 13
4859 | SUJECCION BOMBA NG-140 (4859CT) | PUMP FASTENING 140 | POMPA SOGGETTO NG-140 | FIXATION DE POMPE 140 | 9
4868 | ADHESIVO "FOR SERVICE CALL.." AZULES 14x3 GRANDE | LABEL FOR SERVICE CALL | ADHESIVO "FOR SERVICECALL...."14x3 GRANDE | ÉTIQUETTE POUR APPEL DE SERVICE | 5
4887 | PALA VENT. 200x34º ALUM.73809-2-3634 | FAN BLADE 200X34º | PALA VENTILATORE 200x34º ALLUM.73809-2-3634 | PALE DU VENTILATEUR 200X34º | 10
4888 | PALA VENT. 254x28º ALUM.73814-2-3634 | FAN | PALA DI VENDITA 254x28º ALUM.73814-2-3634 | VENTILATEUR | 12
4889 | MOTOR VENT.10W+PIE H52 115/60 M4Q045-CA27-04+71882 UL | FAN MOTOR 10W H52 115V/60HZ | MOTORE VENT 10W + PIEDE H52 115/60 M4Q045-CA27-04 + 71882 UL | MOTEUR VENTILATEUR 10W H52 115V/60HZ | 51
4890 | -&- MOTOR VENT.10W+PIE H72 115/60 M4Q045-CA27-04+71883 UL | FAN MOTOR 10W H72 115V/60HZ | - & - MOTORE VENT 10W + PIEDE H72 115/60 M4Q045-CA27-04 + 71883 UL | MOTEUR VENTILATEUR 10W H72 115V/60HZ | 57
4893 | MOTOR VENT.16W+PIE H84 208-230/60Hz M4Q045-CF01-01+71884 UL |  |  | MOTEUR VENTILATEUR 16W + PIÈCE H84 208-230/60Hz M4Q045-CF01-04 + 71884 UL | 111
4894 | MOTOR VENT.34W 220/60 UL M4Q045-EF01-04 | FAN 34W | MOTORE DI ASPIRAZIONE.34W 220/60 UL M4Q045-EF01-04 | VENTILATEUR 34W | 165
4896 | VALV 1B/1LIBRE SIN BOBINA 120/60Hz UL-NSF 1185/50211430 | WATER VALVE WITHOUT COIL |  | VANNE 1B/1LIBRE SANS BOBINE 120/60Hz UL-NSF 1185/50211430 | 17
4897 | VALV. AGUA 3.5 B 220/50-60Hz UL-NSF 1181/50111830 | WATER VALVE | VALV. ACQUA 3.5 B 220 / 50-60Hz UL-NSF 1181/50111830 | VANNES D'EAU | 39
4899 | VALV. AGUA 1B 120/60Hz UL-NSF 1179/5011810 | WATER INLET VALVE | VALV. ACQUA 1B 120 / 60Hz UL-NSF 1179/5011810 |  | 40
4901 | TAPA EVAPORADOR NG 30 | EVAPORATOR COVER |  | COUVERCLE DE L'ÉVAPORATEUR | 27
4907 | RETENEDOR CABLE Z10.5 o.B. 9641156602 UL | RETAINER CABLE / WIRING FIXING | PRESACAVO Z10.5 o.B. 9641156602 UL | FIXATION DU CÂBLE / CÂBLAGE | 11
4913 | TAPA ASPIRACION BOMBA NG-140 |  | COPERCHIO ASPIRAZIONE POMPA NG-140 | COUVERCLE D'ASPIRATION POMPE NG-140 | 26
4935 | CONTACTOR MC-9b AC110V 50/60Hz 3P (1344000400) | POWER RELAY CONTACTOR | MC-9b AC120V 50 / 60Hz 3P CONTATTORE (1344000500) | RELAIS DE PUISSANCE CONTACTEUR | 41
4956 | SOPORTE BOMBA NG-30 (4956CT) | WATER PUMP SUPPORT | SUPPORTO POMPA NG-30 | SUPPORT DE LA POMPE À EAU | 7
4960 | TUBO IMPULSION BOMBA NG-30 | PUMP DISCHARGE PIPE |  | TUYAU DE REFOULEMENT DE LA POMPE | 7
4961 | TUBO ASPIRACION BOMBA NG20-30 | WATER PUMP SUCTION TUBE | TUBO ASPIRAZIONE POMPA NG20-30 | TUBE D'ASPIRATION DE LA POMPE À EAU | 13
4966 | RELE TERMICO MT-12 7,5A (6-9A) | THERMIC RELAIS | RELÈ TERMICO MT-12 7.5A (6-9A) | RELAIS THERMIQUE | 75
4971 | RELE TERMICO MT-12 2,1A (1.6-2.5A) | RELAIS THERMIC 2,1A |  | RELAIS THERMIC 2,1A | 60
4986 | MARCA ESCUDO FAGOR |  |  | MARQUE ÉCUSSON FAGOR | 6
4994 | PALA VENT. 254x34º ALUM.73815-2-3634 | FAN PADDLE | PALA VENT. ALLUMINIO 254x34º. 73815-2-3634 | TABLIER DU VENTILATEUR | 16
5157 | CABLE MICRO PARADA | MICRO-STOP CABLE Q20-30 | CAVO MICRO STOP | CÂBLE MICRO-STOP Q20-30 | 9
5365 | IQ 135-175 PLATO BRIDA MECANIZADO | FLANGE PLATE IQ135/150/175 | FLANGIA LAVORATA IQ 135-175 | PLAQUE DE BRIDE IQ135/150/175 | 193
6004 | ANILLO SEGURIDAD CLIP DIN 6799 D.INT-5 INOX A-2 | SAFETY RING | ANELLO SICUREZZA CLIP DIN 6799 D.INT-5 INOX A-2 | ANNEAU DE SÉCURITÉ | 12
6007 | COMPRESOR NEK6217GK 14.3cc 220/240-50Hz R404 | COMPRESSOR NEK6217GK 14.3cc 220/240-50Hz R404 | COMPRESSORE NEK6217GK 14.3cc 220/240-50Hz | COMPRESSEUR NEK6217GK 14.3cc 220/240-50Hz R404 | 378
6017 | MACHO DESAGUE ECO | MALE DRAINAGE | SCARICO | DRAINAGE MALE | 3
6018 | RACOR DESAGUE RECTO ECO | RIGHT DRAIN RACCORD | RACCORDO SCARICO RECTO ECO | RACCORD D'ÉVACUATION DROIT | 3
6020 | BRIDA REDUCTOR GSS05 NEGRA | FLANGE BLACK | Flangia RIDUCENTE GSS05 NERA |  | 102
6021 | TUBO DESAGUE STOCK ECO | STOCK BIN DRAIN TUBE | TUBO SCARICO STOCK | TUBE VIDANGE DE CUVE ECO | 5
6044 | SOPORTE REDUCTOR 6043 (6044CT) | GEAR MOTOR SUPPORT | 6043 SUPPORTO RIDUCENTE | SUPPORT DE MOTEUR A ENGRENA | 15
6062 | UNIDAD CONDENSADORA IT RCU 400v/50hz III |  |  |  | 5410
6072 | ARANDELA 29X28X2.5 LATON | SPACER | RONDELLA OTTONE 19X28X2,5 | ÉLÉMENT D'APPUI | 24
6073 | CUBIERTA MS-400 | TOP PANEL | COPERCCHIO MS-400 | PANNEAU SUPÉRIEUR | 87
6074 | -&-BANCADA MS | BASE PLATE | - & - PIASTRA DI BASE MS | PLAQUE DE BASE | 102
6078 | CUBA AGUA MS | WATER BIN | BACINELLA ACQUA MS | BAC À EAU | 37
6079 | SOPORTE BOMBA MS | PUMP SUPPORT | SUPPORTO POMPA MS | SUPPORT DE POMPE | 13
6084 | REJILLA LATERAL MS | SIDE LOUVER | GRIGLIA LATERALE MS | LOUVER LATÉRAL | 44
6086 | TESTERO INFERIOR MS | BOTTON PANEL EVAPORATOR | TESTERO INFERIORE MS | PANNEAU DE FOND ÉVAPORATEUR | 15
6092 | MARCO SPIKA 30" | EVAPORATOR FRAME 30" | MARCHIO SPIKA 30" | CADRE DE L'ÉVAPORATEUR 30 | 28
6106 | CIERRE SOPORTE BOMBA MS | CLOSING PUMP SUPPORT | CHIUSURA DI SUPPORTO POMPA MS | FERMETURE SUPPORT DE POMPE | 10
6107 | CLAVIJA 20A 3P 250V |  |  | PRISE 20A 3P 250V | 131
6109 | ALARGADERA SJT 3AWG14x2.5 NEGRA UL NEMA 5-20P | ELECTRIC HOSE | ALARGADERA SJT 3AWG14x2.5 NERO UL NEMA 5-20P | TUYAU ÉLECTRIQUE | 45
6125 | PALA REDUCTOR KENTA D.65 12PALE SX 6 | PADDLE GEAR D65 | PALA RIDUCENTE KENTA D.65 12PALE SX 6 | ENGRENAGE À PALETTES D65 | 9
6130 | TUBO IMPULSION MS INFERIOR | LOWER WATER PUMP DISCHARGE TUBE | TUBO MANDATA INFERIORE MS | TUBE DE REFOULEMENT DE LA POMPE À EAU INFÉRIEURE | 40
6131 | TUBO DESAGUE MS | DRAIN PIPE | TUBO DI SCARICO MS | TUYAU DE VIDANGE | 38
6132 | REMATE TUBOS EVAPORADOR MS | PIPE PROTECTION | FISSAGGIO TUBI EVAPORATORI MS | PROTECTION DU TUYAU | 10
6148 | PULSADOR | PUSH SWITCH |  | BOUTON-POUSSOIR | 110
6152 | TORN. FASTITE FT85T TORX 4X7 ZINC | SCREW FASTITE FT85T TORX 4X7 ZINC | VITE. FASTITE FT85T TORX 4X7 ZINCO | VIS FASTITE FT85T TORX 4X7 ZINC | 5
6155 | TEMPORIZADOR DESCONEXION H3DS-ML 230V 237783 | DISCONNECTION TIMER | TIMER DISCONNESSIONE H3DS-ML 230V 237783 | MINUTERIE DE DÉCONNEXION | 218
6161 | INTERRUPTOR MS 3 POSIC(ON-OFF-ON) RL31-13-G-6-BK/BK-P4 | SWITCH (ICE-STANDBY-WASH) | INTERRUTTORE POSIC (ON-OFF-ON) MS 3 RL31-13-G-6-BK / BK-P4 | INTERRUPTEUR (GLACE-ATTENTE-LAVAGE) | 15
6166 | TAPA SILO S401 MDP 150 |  | COPERCHIO BIN S401 MDP 150 | COUVERCLE SILO S401 MDP 150 | 595
6176 | TAPA INFERIOR CUADRO SCALA (6176CT) |  |  |  | 22
6178 | SENSOR A061-1V-DA-0-40 | CURTAIN MAGNET PROBE | SENSORE A061-1V-DA-0-40 (RICAMBI 6521) |  | 21
6179 | IMAN 10X3 MNDIAM010003 TMax 80ºC | MAGNET | MAGNETE 10X3 MNDIAM010003 TMax 80ºC |  | 15
6180 | CLIP PANEL HEMBRA NYLON | CLIP PANEL 14 (FEMALE) | CLIP PANELLO FEMMINA NYLON DCS-7 38000152 | PANNEAU À CLIP 14 (FEMELLE) | 10
6181 | CLIP PANEL MACHO NYLON | CLIP PANEL 16 (MALE) | CLIP PANNELLO MASCHIO NYLON DCS-1 38000150 | PANNEAU À CLIP 16 (MÂLE) | 3
6182 | VALVULA AGUA MS 120V NORYL DSVPN12-SLSX-120A-L35L 120VAC | WATER DRAIN VALVE 115V/60HZ | VALVOLA ACQUA MS 120V NORYL DSVP12-SLSX-120A-L35L 120VAC | VANNE DE VIDANGE D'EAU 115V/60HZ | 78
6183 | VALVULA AGUA MS 220V NORYL DSVP12 220/240VAC | WATER VALVE | VALVOLA ACQUA MS 220V NORYL DSVP12 220 / 240VAC | VANNE D'EAU | 78
6185 | TUERCA PARA RACOR P PG16 |  | DADO PER PG 16 | ÉCROU POUR RACCORD P PG16 | 7
6206 | COLECTOR DESAGUE MS NEGRO | DRAIN PIPE MS BLACK | COLLETORE SCARICO MS NERO | TUYAU DE VIDANGE MS NOIR | 11
6207 | BOMBA AGUA 9W 115V/60Hz | WATER PUMP | POMPA ACQUA 9W 115V / 60Hz | POMPE D'EAU | 120
6208 | BOMBA AGUA 9W 230V/50-60Hz | WATER PUMP | POMPA ACQUA 9W 230V / 50-60Hz | POMPE D'EAU | 155
6209 | REJILLA TRASERA SPIKA 26" PINTADA | REAR GRILL NG | GRIGLIA POSTERIORE SPIKA 26" VERNICIATA | GRILLE ARRIÈRE NG | 21
6214 | TE H-H-H 3/4 LATON |  | TEE F-F-F 3/4 OTTONE | TÉ H-H-H 3/4 LATON | 21
6215 | MACHON M-M 3/4" LATON |  | GIUNTO M-M OTTONE 3/4 " | MÂLE M-M 3/4" LATON | 15
6217 | T-42405 CUCHILLAS TRITURADOR MODEL 3 |  |  | T-42405 LAMES BROYEUR MODÈLE 3 | 578
6279 | FRENTE INFERIOR SPIKA 80/175 (6279CT) | LOWER FRONT PANEL |  | PANEL INFÉRIEUR SPIKA 80/175 (6279CT) | 59
6300 | TRASERA SPIKA 80/175 (6300CT) | REAR COVER | POSTERIORE SPIKA 80/175 | COUVERTURE ARRIÈRE | 31
6301 | TRASERA SPIKA 130/285 (6301CT) | REAR COVER | POSTERIORE SPIKA 130/285 | COUVERTURE ARRIÈRE | 36
6302 | PALET SPIKA 80/175 |  |  | PALET SPIKA 80/175 | 49
6306 | TAPA REGISTRO BOMBA SPIKA (6306RB) | COVER POMP | COPERCHIO DI CONTROLLO POMPA SPIKA | POMPE DE COUVERTURE | 12
6315 | TRASERA MS 200/440 (6315CT) | REAR PANEL | POSTERIORE MS 200/440 | PANNEAU ARRIÈRE | 15
6316 | TRASERA MS 400/880 (6316CT) | REAR PANEL | POSTERIORE MS 400/880 | PANNEAU ARRIÈRE | 89
6317 | SOPORTE CUADRO MS 400/880 (6317RB) | ELECTRONIC BOX SUPPORT | TABELLA DI SUPPORTO MS 400/880 | SUPPORT DE BOÎTIER ÉLECTRONIQUE | 15
6318 | SOPORTE CUADRO MS 200/440 (6318RB) | BOX SUPPORT | SUPPORTE SCATOLA MS 200/440 | SUPPORT DE BOÎTE | 13
6319 | PUENTE DCHO MS 200/440 (6319RB) | RIGHT BRIDGE | PONTE DESTRO MS 200/440 | PONT DROIT | 18
6321 | TIRANTE TRASERO MS (6321RB) | UPPER REAR SUPPORT | TIRANTE POSTERIORE MS | SUPPORT ARRIÈRE SUPÉRIEUR | 10
6322 | CAJA ACOMETIDA TRIFASICA MS (6322RB) | ELECTRICAL BOX | SCATOLA ACCESSATA MS TRIFASICA | BOÎTE ÉLECTRIQUE | 5
6323 | TAPA ACOMETIDA TRIFASICA MS (6323RB) | ELECTRICAL BOX COVER | TRIFASICA COPERCHIO ACCESSO MS | COUVERCLE DU BOITIER ELECTRIQUE | 3
6326 | BANCADA U/C MS 440 (6326CT) | BASE PLATE C/U A | BANK U / C MS 440 | PLAQUE DE BASE C/U A | 17
6327 | LATERAL DCHO MS 200/440 (6327PL) | RIGTH PANEL | FIANCO DESTRO MS 200/440 | PANNEAU DE RIGUEUR | 105
6328 | LATERAL IZDO MS 200/440 (6328PL) | LEFT PANEL | FIANCO SINISTRO MS 200/440 | PANNEAU GAUCHE | 105
6329 | LATERAL DCHO MS 400/880 (6329PL) | RIGHT SIDE PANEL 400 | LATO LATERALE MS 400/880 | PANNEAU LATÉRAL DROIT 400 | 186
6330 | LATERAL IZDO MS 400/880 (6330PL) | LEFT SIDE PANEL 400 | LATO SINISTRO MS 400/880 | PANNEAU LATÉRAL GAUCHE 400 | 186
6331 | TIRANTE DELANTERO MS (6331RB) | UPPER FRONT SUPPORT | TIRANTE ANTERIORE MS | SUPPORT SUPÉRIEUR AVANT | 15
6355 | RESTRICTOR 5L/MIN NEGRO VALV.ENT.W (1008) | 5L/MIN RESTRICTOR W INLET VALVE | RESTRITTORE 5L / MINNERO VALV.ENT.W (1008) | 5L/MIN RESTRICTEUR W VANNE D'ENTRÉE | 3
6357 | TAPA INFERIOR EXPULSORA MNG | BOTTON COVER MR | COPERCHIO DI ESPULSIONE INFERIORE MNG | BOTTON COVER MR | 16
6361 | CUERPO BOMBA MNG | PUMP BODY MNG | CORPO POMPA MNG | CORPS DE LA POMPE MNG | 38
6365 | RODETE BOMBA MNG | PUMP IMPELLER MNG | GIRANTE POMPA MNG | ROUE DE LA POMPE MNG | 6
6388 | TUBO SALIDA HIELO IQ-85 | ICE CHUTE IQ200C | TUBO DI USCITA ICE IQ-85 | GOULOTTE À GLACE IQ200C | 20
6394 | COMPRESOR NT6220GKV 115V-60HZ CSR 404A 14.5CC | COMPRESOR | COMPRESSORE NT6220GKV 115V-60HZ CSR 404A 14,5CC | COMPRESSEUR | 580
6396 | VALVULA SOL 1/4" Orif.3mm V4S2 | HOT GAS VALVE - BODY | VALV.PARKER 1/4" Orif.3mm V4S2 | VANNE DE GAZ CHAUD - CORPS | 86
6398 | PALA VENT. 300X22º ALUM. | FAN BLADE 300X22º | PALA DI VENDITA ALLUMINIO 300X22º. 73816-2-3634 | PALE DE VENTILATEUR 300X22º | 17
6403 | RESTRICTOR 6.5MM SPIKA 60/125 | 6MM RESTRICTOR 60/125 | RESTRICTOR SPIKA 60/125 6,5 MM | RESTRICTEUR 6MM 60/125 | 13
6404 | REDUCTOR 8MRV040 i=60 63B14 D=19 M8 | GEAR MOTOR 8MRV040 i=60 63B14 D=19 M8 | RIDUTTORE 8MRV040 i=60 63B14 D=19 M8 | MOTEUR D'ENGRENAGE 8MRV040 i=60 63B14 D=19 M8 | 221
6406 | REMACHE JACK-NUT M-5x18.19 JNS-05-100 | JACK-NUT RIVET M-5x18.19 JNS-05-100 | RIVETTI JACK-NUT M-5x18.19 JNS-05-100 | JACK-NUT RIVET M-5x18.19 JNS-05-1 | 6
6414 | RESTRICTOR COLECTOR SPIKA DIAM.7 | FLOW REDUCER | RESTRICTOR SPIKA DIAM 7 COLLECTOR | RÉDUCTEUR DE DÉBIT | 11
6418 | CHAPA PUERTA IT SS 30-40 (6418CT) | COVER DOOR INOX 30 40 | COPERTA PORTA | COUVERCLE PORTE INOX 30 40 | 15
6419 | CHAPA PUERTA ICE TECH SS 60 (6419CT) | COVER DOOR INOX 60 | COPERTA PORTA | COUVERCLE PORTE INOX 60 | 18
6420 | CHAPA PUERTA ICE SS 80 (6420CT) | COVER DOOR INOX 80 | COPERTA PORTA | PORTE DE RECOUVREMENT INOX 80 | 23
6434 | PATA INOX M10 L-153 EP26ZZM70NN | INOX FOOT / LEG | ACCIAIO INOSSIDABILE M10 L-153 EP26ZZM70NN | INOX PIED / JAMBE | 16
6465 | CORTAFUEGOS MS (6465CT) | FIREBREAK COVER | FIREFIGHTER MS | COUVERCLE COUPE-FEU | 8
6470 | BOMBA CON DEPOSITO 2L / DESCARGA |  | POMPA CON SERBATOIO 2L 500L / H SI-82 / DOWNLOAD 271098 | POMPE AVEC DÉPÔT 2L / DÉCHARGE | 405
6482 | 2641143-ELECTROV. V09 NIAGARA 120 SL |  | 2641143-ELECTROV. V09 NIAGARA 120 SL | 2641143-ÉLECTROVANNE V09 NIAGARA 120 SL | 135
6501 | SOPORTE VENTILADOR P300 H75 2D (6501RB) | FAN BLADE SUPPORT | SUPPORTO VENTILATORE | SUPPORT DE PALE DE VENTILATEUR | 25
6515 | COMPRESOR NEK6210GK 8.78cc 220/240-50Hz R404 | COMPRESSOR NEK6210GK 8.78cc 220/240-50Hz R404 | COMPRESSORE R404 da 8.78cc 220 / 240-50Hz NEK6210GK | COMPRESSEUR NEK6210GK 8.78cc 220/240-50Hz R404 | 303
6552 | BANCADA U/C MS W (6552CT) | BASE PLATE C/U W 220 | PIASTRA DI BASE U / C MS W | PLAQUE DE BASE C/U W 220 | 12
6556 | REJILLA 300 IQ 400 66313-2-4039 |  | GRIGLIA 300 IQ 400 66313-2-4039 | GRILLE 300 IQ 400 66313-2-4039 | 73
6557 | PALA VENTILADOR 300x28º ALUM. | FAN BLADE | PALA VENTILATORE | PALE DE VENTILATEUR 300x28º ALUMINIUM | 18
6607 | COMPRESOR 208-230V/60HZ/I R404A (37CC) | COMPRESSOR |  | COMPRESSEUR 208-230V/60HZ/I R404A (37CC) | 1790
6609 | COND. ARRANQUE 014-0061-04 (START CAPACITOR) |  | COND. AVVIO 014-0061-04 (AVVIO CONDENSATORE) | COND. DÉMARRAGE 014-0061-04 (CONDENSATEUR DE DÉMARRAGE) | 121
6611 | RELE POTENCIAL (POTENTIAL RELAY) |  |  | RELAIS DE POTENTIEL (RELAIS DE POTENTIEL) | 139
6631 | RELE TERMICO RP5218 8562201 |  | RELÈ TERMICO RP5218 8562201 | RELAIS THERMIQUE RP5218 8562201 | 39
6641 | 2781579-TECLA AMBIENTE + 2781151-RESORTE TECLA |  | 2781579-CHIAVE AMBIENTALE + 2781151-MOLLA CHIAVE | 2781579-TOUCHE AMBIENTE + 2781151-RESSORT DE TOUCHE | 13
6643 | REMATE BOCA SILO DCHO | RIGHT OPEN ENDING | COPERTURA BOCCA BIN DESTRA | REMARQUE BOUCHE SILO DROITE | 12
6644 | REMATE BOCA SILO IZDO | LEFT OPEN ENDING | COPERTURA BOCCA BIN SINISTRA | REMARQUE BOUCHE SILO GAUCHE | 12
6647 | FRENTE HORIZONTAL IQ 200 (6647RB) | HORIZONTAL FRONT PANEL IQ200/500 | ANTERIORE ORIZZONTALE IQ 200 | PANNEAU HORIZONTAL IQ 200 (6647RB) | 15
6648 | FRENTE HORIZONTAL IQ 400 I (6648RB) | HORIZONTAL FRONT PANEL IQ400/900 | ANTERIORE ORIZZONTALE IQ 400 I | PANNEAU HORIZONTAL IQ 400 I (6648RB) | 21
6650 | FRENTE HORIZONTAL IQ 550 I (6650RB) | FRONT HORIZONTAL IQ 550 I | FRONTE ORIZZONTALE IQ 550 I | PANNEAU HORIZONTAL IQ 550 I (6650RB) | 21
6651 | FRENTE HORIZONTAL IQ 550 III (6651RB) | FRONT HORIZONTAL IQ 550 III | FRONTE ORIZZONTALE IQ 550 III | PANNEAU HORIZONTAL IQ 550 III (6651RB) | 22
6653 | FRENTE HORIZONTAL IQ 400 III (6653CT) | FRONT HORIZONTAL IQ 400 III | FRONTE ORIZZONTALE IQ 400 III | PANNEAU HORIZONTAL IQ 400 III (6653CT) | 25
6655 | PERNO REMACHABLE M-5x10 FHS-M5-10 INOX | RIVETABLE BOLT M-5x10 FHS-M5-10 | PERNO RIVETTATO M-5x10 FHS-M5-10 | BOLON RIVETABLE M-5x10 FHS-M5-10 | 7
6656 | FRENTE VERTICAL IQ 200 (6656CT) | VERTICAL FRONT PANEL IQ200/500 | ANTERIORE VERTICALE IQ 200 | FACE AVANT VERTICALE IQ200/500 | 16
6657 | FRENTE VERTICAL IQ 400 / 550 (6657CT) | FRONT VERTICAL PANEL | ANTERIORE VERTICALE | PANNEAU VERTICAL AVANT | 18
6658 | FRENTE VERTICAL IQ 550 (6658CT) |  |  | PANNEAU VERTICAL IQ 550 (6658CT) | 27
6659 | SOPORTE FIJO PILOTOS IQ (6659CT) | LEDS SUPPORT | SUPPORTO FISSO LAMPADINE IQ | SUPPORT FIXE PILOTES IQ (6659CT) | 8
6661 | RESORTE ANCLAJE PILOTOS IQ | LED SUPPORT SPRING | MOLLA ANCORAGGIO SPIE IQ | RESSORT ANCRAGE PILOTES IQ | 6
6662 | CARATULA PILOTOS IQ 135-550 | LEDS COVER 135 150 | ADESIVO LAMPADINE IQ 135-550 | CARTOUCHE PILOTES IQ 135-550 | 12
6698 | PALA VENTILADOR 172X28º |  |  | PALE DE VENTILATEUR 172X28º | 6
6705 | BANCADA U/C VITRINA (6705CT) |  |  | SUPPORT U/C VITRINE (6705CT) | 13
6715 | 2781568-TECLA FRIA+2781151 RESORTE TECLA |  | 2781568-TASTO FREDDO + 2781151 MOLLA CHIAVE | 2781568-TOUCHE FROID + 2781151 RESSORT DE TOUCHE | 13
6721 | EXTENSION "Y" CAIDA HIELO SCALA 1-3TN |  |  | EXTENSION "Y" CHUTE DE GLACE SCALA 1-3TN | 884
6723 | CARTUCHO REPUESTO 10" CS-10 (FC10) | CS10 CARTRIDGE |  | CARTOUCHE DE RECHANGE 10" CS-10 (FC10) | 119
6724 | CARTUCHO REPUESTO 11" CS-11 (FC11) | CS11 CARTRIDGE |  | CARTOUCHE DE RECHANGE 11" CS-11 (FC11) | 149
6727 | FILTRO SIMPLE 11" C/CABEZAL CS-111K (FS11S) |  |  | FILTRE SIMPLE 11" AVEC TÊTE CS-111K (FS11S) | 196
6739 | BISAGRA SILO DCHA | BIN RIGHT HINGE | CERNIERA BIN DESTRA | CHARNIÈRE DROITE DU BAC | 30
6740 | BISAGRA SILO IZDA | BIN LEFT HINGE | CERNIERA BIN SINISTRA | CHARNIÈRE GAUCHE DU BAC | 30
6741 | U CIERRE LATERAL SILO (6741RB) | LATERAL PANEL | UCHIUSURA LATERALE BIN | PANNEAU LATÉRAL | 9
6742 | U CIERRE TRASERA B-500 (6742RB) | REAR PANEL | CHIUSURA POSTERIORE U B-500 | PANNEAU ARRIÈRE | 6
6743 | TIRANTE DELANTERO B-500 (6743RB) | FRONT BRACE | BANDA ANTERIORE B-500 | BRACE AVANT | 31
6744 | CARTELA CIERRE SUPERIOR SILO (6744CT) | TOP COVER BRACKET | PIASTRA CHIUSURA SUPERIORE BIN | SUPPORT DU COUVERCLE SUPÉRIEUR | 2
6745 | DEFLECTORA SILO B-500 (6745CT) | BIN DEFLECTOR | DEFLETTORE BIN B-500 | DÉFLECTEUR DE BAC | 30
6746 | TAPA SILO B-500 / S-220 (MS/MDP) (6746CT) | BIN COVER B500 (MS/MDP) | BIN COVER B-500 / S-220 (MS / MDP) | COUVERCLE DU BAC B500 (MS/MDP) | 76
6749 | PATA INOX SILO M10 ITV1 (EP1XBXMNN) LEVELED ON 153mm | BIN LEG | PIEDINO INOX BIN M10 ITV1 (EP1XBXMNN) 153mm | PATTE D'EMBARCATION | 19
6753 | TORN. DIN 965 M-6X12 INOX | SCREW DIN 965 M-6X12 INOX | VITE DIN 965 M-6X12 INOX | VIS DIN 965 M-6X12 INOX | 6
6769 | MANGUITO MIXTO REDUCIDO PLASTICO | REDUCED PLASTIC SLEEVE |  | MANCHON MIXTE RÉDUIT EN PLASTIQUE | 12
6793 | CONTACTO AUX LATERAL UA-1 1A1B | SIDE POWER RELAY | CONTATTO AUX LATERALE UA-1 1A1B | CONTACT AUX LATÉRAL UA-1 1A1B | 17
6799 | JUNTA GOMA PUERTA SILO 200 | BIN S200 DOOR SEAL |  | JOINT EN CAOUTCHOUC PORTE SILO 200 | 164
6801 | PULSADOR DISPENSADOR HIELO | DISPENSER ICE PUSH BUTTON | PULSANTE DISPENSER GHIACCIO |  | 9
6805 | SEPAR.PART.D34X0.6X300 1A 3/8-3/8 | SUCTION ACCUMULATOR |  |  | 21
6815 | PERFIL RECT. 10X2 SILICONA NEGRA FDA 21.177.2600 | SILICONE PROTECTOR | PROFILO DIRITTO 10X2 SILICONE NERO FDA 21.177.2600 | PROFILE RECT. 10X2 SILICONE NOIR FDA 21.177.2600 | 6
6817 | ANGULO INTERIOR TAPA SILO (6817CT) | BIN COVER INTERIOR ANGLE | ANGOLO INTERNO COPERCCHIO BIN |  | 7
6836 | REDUCTOR 123MR 0.7RPM 220-50/60 7-123-150 |  |  | RÉDUCTEUR 123MR 0.7RPM 220-50/60 7-123-150 | 103
6837 | REDUCTOR 123MR 50 RPM 220-50/60 7-123-141 | WATER REGULATOR 123 | RIDUTTORE 123MR 50 RPM 220-50 / 60 7-123-141 | RÉDUCTEUR 123MR 50 RPM 220-50/60 7-123-141 | 76
6841 | SOPORTE EVAP. NGQ (CIEGO) | EVAPORATOR SUPPORT NGQ | SUPPORTO EVAP. NGQ (CHECCO) | SUPPORT EVAPORATUER NGQ | 9
6842 | SOPORTE AGITADOR NGQ (PASANTE) | PADDLE BRACKET NGQ | SUPPORTO AGITATORE NGQ (PASSANTE) | SUPPORT AGITATEUR NGQ (TRAVERSANT) | 8
6843 | ENTRADA AGUA NGQ | WATER INLET NGQ | ENTRATA ACQUA NGQ |  | 9
6844 | SOPORTE MICRO BOYA NGQ | MICRO-FLOAT SUPPORT NGQ | SUPPORTO MICRO GALLEGIANTE NGQ | SUPPORT FLOTTEUR NGQ | 9
6846 | SOPORTE MICROS VOLTEADOR NGQ | NGQ TURNING MICRO SUPPORT | SUPPORTO MICRO RIBALTAMENTO NGQ | SUPPORT MICRO INVERSEUR NGQ | 10
6847 | TAPA MICROS VOLTEADOR NGQ | NGQ TURNER MICRO COVER | COPERCHIO MICRO RIBALTAMENTO NGQ | COUVERCLE MICRO INVERSEUR NGQ | 12
6848 | SOPORTE MOTOR AGITADOR NGQ | PADDLE MOTOR BRACKET NGQ | SUPPORTO MOTORE AGITATORE NGQ | SUPPORT MOTEUR AGITATEUR NGQ | 11
6849 | TAPA MICRO SOPORTE AGITADOR NGQ | MICRO SUPPORT COVER FOR AGITATOR NGQ | COPERCHIO MICRO SUPPORTO AGITATORE NGQ | MICRO SUPPORT COUVERCLE POUR AGITATEUR NGQ | 6
6850 | PALA AGITADOR NGQ | PADDLE BLADE NGQ | PALA AGITATORE NGQ | PALE NGQ | 9
6856 | DESHIDRATADOR 12GR SM2/12 GR.12D19X103 UNIV. 1/4-2.5 | DRIER 12GR SM2/12 GR.12D19X103 UNIV. 1/4-2.5 | DISIDRATATORE 12GR SM2 / 12 GR.12D19X103 UNIV. 1 / 4-2.5 | DRIER 12GR SM2/12 GR.12D19X103 UNIV. 1/4-2.5 | 17
6857 | CIERRE CRISTAL U/C VITRINA (6857RB) |  | CHIUSURA VETRO U / C VITRINA |  | 22
6868 | COJINETE AGITADOR DISPENSADOR | AGITATOR BUSHING |  | ROULEMENT AGITATEUR DISPENSEUR | 18
6870 | SOPORTE MECANISMOS DISPENSADOR (6870RB) | DISPENSER MECHANISM SUPPORT | DISPENSER MECCANISMI DI SUPPORTO | SUPPORT MÉCANISMES DISPENSEUR (6870RB) | 10
6873 | TOLVA SALIDA HIELO DISPENSADOR | DISPENSER ICE CHUTE | TRAMOGGIA USCITA GHIACCIO DISTRIBUTORE | ENTONNOIR SORTIE GLACE DISPENSEUR | 77
6876 | MOTORREDUCTOR V05524AY62 115V/60HZ | GEARMOTOR V05524AY62 115V/60HZ |  | MOTEUR RÉDUCTEUR V05524AY62 115V/60HZ | 1027
6878 | TORNILLO REDUCTOR DISPENSADOR | DISPENSER GEARBOX SCREW |  | VIS RÉDUCTEUR DISPENSEUR | 5
6879 | RETEN 19.05X28.55X4.78 | DISPENSER SEAL | RETAIN 19.05X28.55X4.78 | JOINT 19.05X28.55X4.78 | 19
6880 | TAPA RETEN DISPENSADOR | DISPENSER SEAL LID | COPERCHIO DI FERMO DISPENSER | COUVERCLE JOINT DISPENSEUR | 5
6881 | PASADOR EJE DISPENSADOR | DISPENSER AXLE CLIP | PIN ALBERO DISPENSER | GOUPILLE ARBRE DISPENSEUR | 8
6882 | TEMPORIZADOR ON/OFF | ON-OFF TIMER | TIMER ON / OFF | TEMPORISATEUR ON/OFF | 236
6890 | TRASERA DISPENSADOR (6890CT) | 30" DISPENSER BACK PANEL |  | ARRIÈRE DISPENSEUR (6890CT) | 29
6893 | FRENTE INFERIOR DISPENSADOR (6893RB) | DISPENSER BOTTOM FRONT PANEL |  | PANNEAU INFÉRIEUR DISPENSEUR (6893RB) | 54
6894 | SOPORTE MOTOR DISPENSADOR | DISPENSER MOTOR SUPPORT | SUPPORTO MOTORE DISPENSER |  | 58
6895 | TIRANTE MECANISMOS DISPENSADOR (6895RB) | DISPENSER MECANISHMS STRAP | DISPENSER MECCANISMI TIRANTE |  | 5
6903 | BASE INFERIOR FRENTE DISPENSADOR (6903CT) | DISPENSER FRONT BASE | DISPENSER ANTERIORE BASE INFERIORE | BASE INFÉRIEUR PANNEAU DISPENSEUR (6903CT) | 32
6904 | VALVULA NEV-202DXF (D-1.9) | HOT GAS VALVE - BODY | VALVOLA NEV-202DXF (D-1.9) | VANNE NEV-202DXF (D-1.9) | 23
6910 | TAPA SILO B-500 / S-220 (MQ) (6910CT) |  | BIN COVER B-500 / S-220 (MQ) | COUVERCLE BAC S220 (MQ/MP) | 76
6959 | RESTRICTOR 0.8 L/MIN BCO VALV.ENT.W SAL cod1208 | WATER FLOW RESTRICTOR 0.8 L/MIN | RESTRICTORE 0,8 L / MIN BIANCO VALV.ENT.W SAL cod1208 | RESTRICTEUR | 6
6967 | U CIERRE TRASERA S900 (6967CT) |  | U CHIUSURA POSTERIORE S900 |  | 10
6968 | TIRANTE DELANTERO S750 (6968RB) |  | SPALLA ANTERIORE S750 |  | 21
6969 | TIRANTE DELANTERO S900 (6969RB) |  | TIRANTE ANTERIORE S900 | TIRANT AVANT S900 (6969RB) | 26
6970 | DEFLECTORA SILO S750 (6970CT) |  | DEFLETTORE BIN S750 | DÉFLECTEUR SILO S750 (6970CT) | 41
6971 | DEFLECTORA SILO S900 (6971CT) |  | DEFLETTORE BIN S900 | DÉFLECTEUR SILO S900 (6971CT) | 48
6980 | VALV AGUA LIBRE B 220/50-60HZ | INLET WATER VALVE 1B 220V/50HZ | ELETTROVALV. ACQUA LIBERO B 220 / 50-60HZ | VANNE D'ENTRÉE D'EAU 1B 220V/50HZ | 17
6981 | VALV AGUA LIBRE B/LIBRE B 220V/50-60HZ | WATER INLET VALVE B 220V/50-60HZ | ELETTROVALV ACQUA LIBERO B / LIBERO B 220V / 50-60HZ | VANNE D'ENTRÉE D'EAU B 220V/50-60HZ | 16
6982 | VALV AGUA 0.8 B 220/50-60 | WATER VALVE 0.8 B 220/50-60 | VALV WATER 0,8 B 220 / 50-60 | VANNE D'EAU 0.8 B 220/50-60 | 12
6984 | VALV. AGUA LIBRE B 120V/60HZ UL-NSF | INLET WATER VALVE 1B 115V/60HZ UL-NSF | VALV. ACQUA LIBERA B 120V / 60HZ UL-NSF | VANNE D'ENTRÉE D'EAU 1B 115V/60HZ UL-NSF | 15
6999 | SOPORTE LED DISPENSADOR (6999CT) | DISPENSER LED BRACKET | SUPPORTO DISPENSER LED | SUPPORT LED DISTRIBUTEUR | 9
7015 | KIT - JUEGO JUNTAS H1 F2 MONTANATAS (P11.011) |  | KIT - SET GUARNIZIONI H1 F2 MONTANATAS (P11.011) |  | 21
7382 | VARILLA EJE PUERTA Q-DP20-30(347MM) | AXLE DOOR 20 | ASSE SPORTELLO Q20-30 | PORTE D AXE 20 | 7
7383 | VARILLA EJE PUERTA Q34 DP55 (459MM) | AXLE DOOR 34 | ASSE SPORTELLO Q34 | PORTE D AXE 34 | 7
7396 | VARILLA EJE PUERTA Q130C (789MM) | AXLE DOOR 130 | ASSE SPORTELLO Q130C (789MM) | PORTE D AXE 130 | 9
7476 | MINI-PRESOST. ACB-2UA149 15.5-18 BAR (AMARILLO) 02AC0122 | CONDENSATION PRESSURE SWITCH | PRESSOSTATO DI CONDENZAZIONE | PRESSOSTAT DE CONDENSATION | 28
7698 | TAPA SILO S750 (MS/MDP) (7698CT) | ADAPTER PLATE BIN S750 (MS/MDP) | BIN LID S750 (MS / MDP) | COUVERCLE BAC S750 (MS / MDP) | 143
7700 | TAPA SILO S900 (MS/MDP) (7700CT) |  | BIN LID S900 (MS / MDP) | COUVERCLE BAC S900 (MS / MDP) | 119
7706 | TAPON GOMA 9X45 | RUBBER PLUG 9X45 | TAPPO IN GOMMA 9X45 | BOUCHON EN CAOUTCHOUC 9X45 | 6
7711 | TORN. ISO 7380 M-5X20 INOX C/ARAND. | SCREW | VITE ISO 7380 M-5X20 INOX CON RONDELLA | VIS ISO 7380 M-5X20 INOX AVEC RONDELLE | 7
7747 | CONVERTIDOR DE FRECUENCIA 0.25KW | FREQUENCY CONVERTER | CONVERTITORE DI FREQUENZA 0,25KW | CONVERTISSEUR DE FRÉQUENCE 0.25KW | 471
7764 | CONECTOR INTERRUPTOR SX82CNT1 | SWITCH SX82CNT1 | CONNETTORE INTERRUTTORE SX82CNT1 | CONNECTEUR INTERRUPTEUR SX82CNT1 | 8
7769 | SEPARADOR ASPIRACION 75X395 1/2-1/2-3/4 | SUCTION SEPARATOR 75X395 1/2-1/2-3/4 | SEPARATORE ASPIRAZIONE 75X395 1/2-1/2-3/4 | SÉPARATEUR D'ASPIRATION 75X395 1/2-1/2-3/4 | 105
7842 | COMPRESOR TAG4561Z "T" 400/440-50/60HZ TUBOS (112.5CC) | COMPRESSOR TAG4561Z "T" 400/440-50/60HZ TUBOS (112.5CC) | COMPRESSORE TAG4561Z "T" 400/440-50/60HZ TUBI (112,5CC) | COMPRESSEUR TAG4561Z "T" 400/440-50/60HZ TUBES (112.5CC) | 1846
7845 | COJINETE DUCHA MRNG |  | CUSCINETTO DOCCIA MRNG | ROULEMENT DOUCHE MRNG | 10
7849 | EJE CORTINA MRNG L=715 | CURTAIN AXE MRNG | ASSALE TENDA MRNG L = 715 | ARBRE DE RIDEAU MRNG L=715 | 11
7850 | SOPORTE CORTINA MRNG (7850CT) |  |  | SUPPORT RIDEAU MRNG (7850CT) | 20
7851 | REFUERZO CORTINA MRNG (7851CT) | CURTAIN REINFORCEMENT MRNG | RINFORZO TENDINA MRNG | RENFORCEMENT DU RIDEAU MRNG | 9
7864 | PANEL FRONTAL DISPLAY MRNG (7864CT) | FRONT DISPLAY PANEL MRNG | DISPLAY MRNG PANNELLO FRONTALE | AFFICHAGE MRNG PANNEAU FRONTAL | 22
7885 | REJILLA AIREACION NGQ 20-40 | FRONT LOUVER Q20-40 | GRIGLIA ANTERIORE NGQ 20-40 | GRILLE AVANT NGQ 20-40 | 26
7896 | DESHIDRATADOR 20 GR 1E 1S 1/4" C/CURVA | FILTER DRIER | ESSICCATORE 20 GR 1E 1S 1/4" CON CURVA | DÉSHYDRATEUR 20 GR 1E 1S 1/4" AVEC COUDE | 8
7904 | RC5-RC10 VALVULA REG. CONDENSACION 3340/4S 1/2" | KVR - CONDENSER VALVE | KVR - VALVOLA CONDENSAZIONE | KVR - VANNE DE CONDENSATION | 334
7906 | VALVULA RETENCION 1/2" 3132/4 | NR - ONE WAY CHECK VALVE | NR - VALVOLA NON RITORNO | NR - VANNE ANTI-RETOUR | 74
7907 | RACOR ROSCAR-SOLDAR 3/8" (7170/33) | RACOR 3/8 (7170/33) | "RACCORDO FILETATTO 3/8 "(7170/33) | RACCORD FILETÉ 3/8" (7170/33) | 10
7913 | VALVULA EXPANSION VEE PULSOS R744 ORIFICIO 3 | VALV.EXP. VEE PULSOS R744 ORIFICE 3 | VALV.EXP.VEE A IMPULSI R744 ORF.3 | VANNE D EXPANSION VEE À IMPULSIONS R744 ORIF.3 | 554
7914 | BOBINA 220/230 VAC CO2 PXVE0ARA60100 | COIL CO2 | BOBINA 220/230 VAC CO2 | BOBINE 220/230 VAC CO2 | 160
7916 | DRIVER V800/P1 230 VAC SALIDA AC RS 485 | DRIVER V800/P1 230 VAC AC RS 485 | DRIVER V800 / P1 USCITA AC 230 V RS 485 | DRIVER V800 / P1 SORTIE AC 230 V RS 485 | 534
7917 | SONDA PRES. 0-30 BAR H-1/4 SAE 5VCC | PRESS LEAD 0-30 BAR | SONDA PRES 0-30 BAR RAZIOM. H-1/4 SAE 5VDC | SONDE DE PRESSION 0-30 BAR RATIOMÉTRIQUE H-1/4 SAE 5VDC | 229
7925 | LLAVE 1/4SAEX1/4ODS CASTEL 6012E/22 CO2 | FAUCET CASTEL CO2 | RUBINETTO 1/4 SAE X1 / 4ODS CASTEL 6012E / 22 CO2 | ROBINET 1/4 SAE X1 / 4ODS CASTEL 6012E / 22 CO2 | 47
7931 | TORN. RFX81T 5X20 INOX TORX (914305) | SCREW 5X20 INOX | VITE. RFX81T 5X20 INOX TORX (914305) | VIS RFX81T 5X20 INOX TORX (914305) | 8
7934 | CABLE PEDAL 272217 |  | CAVO PEDALE 2781192 | CÂBLE PÉDALE 2781192 | 26
7936 | TAPA EVAPORADOR MR-400 | TOP COVER EVAPORATOR MR400 | MR-400 COPERCHIO EVAPORATORE | COUVERCLE ÉVAPORATEUR MR-400 | 69
7999 | VALVULA EXPANSION TUB ORIF.7 3/8X1/2 ODF | VALV.EXP. TUB 068U2100 ORIF.7 3/8X1/2 ODF | VALV.EXP. TUB 068U2100 ORIF.7 3 / 8X1 / 2 ODF | VANNE D EXPANSION TUB 068U2100 ORIF.7 3/8X1/2 ODF | 153
8040 | CALDERIN 3L 150X220 3/8" |  | - & - CALDERIN 3L 150X220 3/8 "ODS 130.1534.A | - & - CHAUDIÈRE 3L 150X220 3/8" ODS 130.1534.A | 309
8048 | CUBIERTA TRANSPARENTE P05.146.R |  | COPERCHIO TRASPARENTE P05.146.R | COUVERCLE TRANSPARENT P05.146.R | 82
8049 | CUBETA NATA TRANSP.P05.145.R |  | CATA NETWORK TRANSP.P05.145.R | RÉSEAU TRANSPARENT CATA P05.145.R | 72
8051 | CONJUNTO AISLANTE Y FRENTE F06.187 |  | ISOLAMENTO E MONTAGGIO ANTERIORE F06.187 | ISOLATION ET MONTAGE AVANT F06.187 | 1557
8056 | CUBIERTA NGQ20-40 (8056CT) | TOP PANEL Q20-40 | COPERCCHIO NGQ20-40 | COUVERCLE NGQ20-40 | 58
8057 | LATERAL DERECHO NGQ-20 (8057CT) | RIGHT PANEL Q20 | LATO DESTRO NGQ-20 | CÔTÉ DROIT NGQ-20 | 47
8058 | LATERAL IZDO NGQ20 (8058CT) | LEFT PANEL Q20 | SINISTRA LATERALE Q20 | CÔTÉ GAUCHE Q20 | 47
8059 | LATERAL DCHO NGQ30-40 (8059CT) | RIGHT PANEL Q30-40 | FIANCO DESTRO NGQ30-40 | FLANC DROIT NGQ30-40 | 57
8060 | LATERAL IZDO NGQ30-40 (8060CT) | LEFT PANEL Q30-40 | FIANCO SINISTRO NGQ30-40 | FLANC GAUCHE NGQ30-40 | 57
8061 | FRENTE NGQ-20 (8061CT) | FRONT PANEL NGQ20 | ANTERIORE NGQ-20 | AVANT NGQ-20 | 16
8062 | FRENTE NGQ 30-40 (8062CT) | FRONT PANEL NGQ3040 | ANTERIORE NGQ 30-40 | AVANT NGQ 30-40 | 19
8063 | TRASERA NGQ 20 (8063CT) | REAR COVER Q20 | POSTERIORE NGQ 20 | ARRIÈRE NGQ 20 | 17
8064 | TRASERA NGQ 30-40 (8064CT) | REAR COVER Q30-40 | POSTERIORE NGQ 30-40 | ARRIÈRE NGQ 30-40 | 22
8078 | TUBO ASPIRACION F2 A11.116 |  | TUBO DI ASPIRAZIONE F2 A11.116 | TUBE D'ASPIRATION F2 A11.116 | 52
8079 | MICRO (2N)+PALANCA 153F R=24.3 | MICRO IW3 (2N) + LEVER | MICRO 83160366 IW3 (2N) + LEVA 153F R = 24.3 | MICRO 83160366 IW3 (2N) + LEVIER 153F R = 24.3 | 18
8096 | MOTOR VENT.34W 115/60 UL | FAN MOTOR | MOTORE VENTILATORE | MOTEUR DE VENTILATEUR | 192
8116 | RC5 BANCADA CONDENSADOR (8116CT) | BASE PLATE | PIASTRA DI BASE | PLAQUE DE BASE | 17
8149 | ¡¡¡CONDENSADOR CG05 NEGRO S/VENTILADOR | CONDENSER | CONDENSATORE | CONDENSATEUR | 628
8150 | RC10 BANCADA CONDENSADOR (8150CT) | BASE PLATE | PIASTRA DI BASE | PLAQUE DE BASE | 46
8151 | RC10 SOPORTE-PILAR ACOMETIDAS (8151CT) | SUPPORT PLATE | PILASTRO | PILIER | 6
8152 | RC5 SOPORTE-PILAR ACOMETIDAS (8152CT) | SUPPORT PLATE | PILASTRO | PILIER | 5
8153 | RC10 PANEL FRONTAL (8153CT) | FRONT PANEL | PANNELLO FRONTALE | PANNEAU FRONTAL | 13
8154 | -&-RC5 PANEL FRONTAL (8154CT) | FRONT PANEL | PANNELLO FRONTALE | PANNEAU FRONTAL | 7
8155 | RC10 PANEL TRASERO (8155CT) | REAR PANEL | PANNELLO POSTERIORE | PANNEAU ARRIÈRE | 13
8156 | RC5 PANEL TRASERO (8156CT) | REAR PANEL | PANNELO POSTERIORE | PANNEAU ARRIÈRE | 9
8157 | RC10 CARENADO (8157CT) | PANEL ASSEMBLY | CARENADURA | CARÉNAGE | 31
8158 | RC5 CARENADO (8158CT) | PANEL ASSEMBLY | CARENADURA | CARÉNAGE | 30
8160 | RC5-RC10 TAPA ACOMETIDA (8160RB) | COVER | COPERCHIO | COUVERCLE | 1
8166 | SOPORTE CUADR. ELEC. NG-20 ELECTRÓNICA (8166CT) | ELECTRIC BOARD SUPPORT ECO 20 | SUPPORTO QUADRATO. ELEC. ELETTRONICA NG-20 | SUPPORT CARRÉ. ÉLECTRONIQUE NG-20 | 9
8169 | COMPRESOR 220V-60HZ III TUBOS (90.2CC) |  |  | COMPRESSEUR 220V-60HZ III TUBES (90.2CC) | 1745
8174 | COMPRESOR TFH2480Z "T" 380-50/60 TUBOS R404A (53.2CC-BAJA) (2547030115-M) |  | COMPRESSORE TFH2480Z "T" TUBI 380-50 / 60 R404A (53.2CC-LOW) (2547030115-M) | COMPRESSEUR TFH2480Z "T" TUBES 380-50/60 R404A (53.2CC-LOW) (2547030115-M) | 1334
8176 | SOPORTE CORTINA ECO 40 PL. | CURTAIN SUPPORT 40 | SUPPORTO TENDA ECO 40 PL. | SUPPORT RIDEAU ECO 40 PL. | 10
8177 | SOPORTE CORTINA ECO 60 PL. | CURTAIN SUPPORT 60 | SUPPORTO TENDA ECO 60 PL | SUPPORT RIDEAU ECO 60 PL. | 11
8178 | SOPORTE CORTINA ECO 80 PL. | CURTAIN SUPPORT 80 | SUPPORTO TENDA ECO 80 PL | SUPPORT RIDEAU ECO 80 PL. | 13
8179 | BANCADA NGQ20-40 (8179CT) | CONDENSING UNIT BASENGQ20 40 | PIASTRA DI BASE NGQ20-40 | PLAQUE DE BASE NGQ20-40 | 23
8183 | REDUCCION M-H 3/4 - 1/4 1682713 |  | RIDUZIONE M-H 3/4 - 1/4 1682713 | RÉDUCTION M-H 3/4 - 1/4 1682713 | 38
8213 | CORTINA CUADR. ELECTRICO NG-20 | ELECTRICAL SWITCHBOX CURTAIN | TENDA CUADR. NG-20 ELETTRICO | RIDEAU CARRÉ NG-20 ÉLECTRIQUE | 8
8217 | TIRANTE UNION SUPERIOR NGQ 20-40 (8217CT) | UPPER REINFORCEMENT Q20-40 | TIRANTE SUPERIORE Q20-40 | TIRANT SUPÉRIEUR Q20-40 | 6
8225 | BOMBA DP040-069 100V-50/60HZ 45W NSF | WATER PUMP 100V-50/60HZ 45W NSF |  | POMPE DP040-069 100V-50/60HZ 45W NSF | 153
8226 | PRESOSTATO BAJA ACB-2UA616 (0.5-2 BAR) | SAFETY PRESSURE SWITCH | BASSA PRESSIONE ACB-2UA616 (0,5-2 BAR) | PRESSOSTAT BASSE ACB-2UA616 (0.5-2 BAR) | 31
8241 | BORNA 4MM CARRIL |  |  | BORNE 4MM RAIL | 22
8243 | BORNA 633 TIERRA CARRIL DIN (55.046) | TERMINAL 633 GROUND DIN RAIL (55.046) | CONETTORE 633 MASSA TERRA CARELL DIN (55.046) | BORNE 633 TERRE CARRIL DIN (55.046) | 19
8244 | TAPA BORNA TIERRA 6mm (8243) (55.046/TAPA) |  |  | COUVERCLE BORNE TERRE 6mm (8243) (55.046/TAPA) | 19
8251 | SOPORTE VALVULAS MR-400 REMOTA (8251CT) |  | VALVOLE DI SUPPORTO REMOTO MR-400 | SUPPORT VALVES MR-400 REMOTE (8251CT) | 10
8275 | TAPA SILO S1050 (MR400) (8275CT) |  | BIN LID S1050 (MR400) | COUVERCLE SILO S1050 (MR400) (8275CT) | 187
8276 | TAPA SILO S1050 / S-500 (MS/MDP) (8276CT) |  | BIN COVER S1050 / S-500 (MS / MDP) | COUVERCLE SILO S1050 / S-500 (MS/MDP) (8276CT) | 125
8277 | TAPA SILO S1050 (SCALA400-600) (8277CT) |  | BIN LID S1050 (SCALA400-600) | COUVERCLE SILO S1050 (SCALA400-600) (8277CT) | 187
8279 | U CIERRE LATERAL SILO S1050 (8279CT) | LATERAL PANEL S1050 |  | U FERMETURE LATÉRALE SILO S1050 (8279CT) | 5
8281 | DEFLECTORA SILO S1050 (8281CT) |  | DEFLETTORE BIN S1050 | DÉFLECTEUR SILO S1050 (8281CT) | 51
8297 | MAGNETOTERMICO BKJ63N 2P C10A |  |  | MAGNETOTHERMAL BIPOLAIRE 10A 2P | 34
8304 | COMPRESOR NTU6238GKV 208-230V/60HZ 404A (26.21CC) | COMPRESSOR NTU6238GKV 208-230V/60HZ 404A (26.21CC) | COMPRESSORE NTU6238GKV 208-230V / 60HZ 404A (26.21CC) | COMPRESSEUR NTU6238GKV 208-230V/60HZ 404A (26.21CC) | 613
8310 | CONDENSADOR DE AGUA VERTICAL CON CALDERIN CV-14 | CONDENSER W (VERTICAL) | CONDENSATORE D'ACQUA VERTICALE CON CALDERIN CV-14 | CONDENSATEUR D'EAU VERTICAL AVEC RÉSERVOIR CV-14 | 1319
8314 | CONEXION HEMBRA 1" | FAMEL CONNECTION 1" | COLLEGAMENTO FEMMINA 1" | CONNEXION FEMELLE 1" | 154
8324 | TAPON FUSIBLE 1/4 NPT ITE FPB-283F/139C (E1001899) MUELLER 14019 |  | FUSIBILE 1/4 NPT ITE FPB-283F / 139C (E1001899) MUELLER 14019 | BOUCHON FUSIBLE 1/4 NPT ITE FPB-283F/139C (E1001899) MUELLER 14019 | 120
8327 | CONDENSADOR 9X3 (220X2.5) | CONDENSER 9X3 (220X2.5) | CONDENSATORE 9X3 (220X2,5) | CONDENSATEUR 9X3 (220X2.5) | 435
8342 | TRASERA MS 500 REMOTA (CIEGA) (8342CT) |  |  | ARRIÈRE MS 500 DISTANT (AVEUGLE) (8342CT) | 22
8345 | TRASERA MS 1000 REMOTA (CIEGA) (8345CT) | BACK PANEL MS 410/1000 REMOTE | TELECOMANDO POSTERIORE MS 1000 (CIECO) | TÉLÉCOMMANDE ARRIÈRE MS 1000 (AVEUGLE) | 30
8357 | TUBO ASPIRACION BOMBA ECO 30-40 (CON DRENAJE) |  | TUBO ASPIRAZIONE POMPA ECO 30-40 (CON DRENAGGIO) | TUBE D'ASPIRATION POMPE ECO 30-40 (AVEC DRAINAGE) | 15
8359 | EJE CORTINA ECO 40 L=375 | CURTAIN AXE 40 L | ASSE TENDA ECO 40 L = 375 | AXE RIDEAU ECO 40 L = 375 | 8
8406 | VENTILADOR PALA 400 220/50-60 | VENT. PL.400 220/50-60 | VENTILATORE.400 220 / 50-60 (NON UL) S4E400-AA6-14 |  | 498
8407 | SETA PARO EMERGENCIA. CONTACTO NC ZBE-102 |  | PULSANTE DI ARRESTO DI EMERGENZA. CONTATTO NC ZBE-102 | BOUTON D'ARRÊT D'URGENCE. CONTACT NC ZBE-102 | 23
8408 | MOTOR 0.12 KW 63-B5 230-400/III/50-60HZ 1400 RPM (scala 400-600) |  | MOTORE 0,12 KW 63-B5 230-400 / III / 50-60HZ 1400 RPM (scala 400-600) | MOTEUR 0,12 KW 63-B5 230-400 / III / 50-60HZ 1400 RPM (scala 400-600) | 278
8411 | PASACABLES A PRESION (UL) RETENEDOR | WIRE HOLE 31.615/6/R | PASSACAVI A PRESSIONE (UL) BLOCCANTE | PRESSE-ÉTOUPE (UL) BLOQUANT | 6
8418 | SOPORTE VALVULA PRESOSTATICA MR (8418CT) | MR PRESSURE VALVE SUPPORT | SUPPORTO VALVOLA PRESSOSTATICA MR | SUPPORT VANNE PRESSOSTATIQUE MR | 12
8421 | SOPORTE PILOTOS GENERADOR IQ850 | LEDS SUPPORT GIQ | SUPPORTO PILOTA GENERATORE IQ850 | SUPPORT PILOTE GÉNÉRATEUR IQ850 | 12
8434 | COMPRESOR 4.24CC 220/240-50HZ | COMPRESSOR EMT6144U (4.5CC) CSIR 220-240/50 R290 | COMPRESSORE 4,24CC 220/240-50HZ | COMPRESSEUR 4,24CC 220/240-50HZ | 301
8435 | COMPRESOR AE-1073-BF-M 5.16CC 220/240-50HZ (AE4430Z) (AE-1008-FR-M) | COMPRESOR NEU6220U (16.8CC) CSR 220-240/50 R290 | COMPRESSORE AE-1073-BF-M 5.16CC 220 / 240-50HZ (AE4430Z) (AE-1008-FR-M) | COMPRESSEUR AE-1073-BF-M 5.16CC 220 / 240-50HZ (AE4430Z) (AE-1008-FR-M) | 544
8438 | COMPRESOR AE4470Z "FZ" | COMPRESSOR AE4470Z FZ 12.1CC 220/240-50HZ | "COMPRESSORE AE4470Z ""FZ"" 12.1CC 220 / 240-50HZ (AE-1016-FR-M)" | COMPRESSEUR AE4470Z "FZ" 12.1CC 220 / 240-50HZ (AE-1016-FR-M) | 906
8448 | PALA PADDLE ref PB502063 |  | PALETTA PADDLE ref PB502063 | PALETTE PADDLE réf. PB502063 | 240
8462 | SEPAR.PART.D34X0.6X170 1A 3/8-3/8 | PARTICLES SEPARATOR D34X0.6X170 1A 3/8-3/8 | BOYLER .D34X0.6X170 1A 3 / 8-3 / 8 | CHAUDIÈRE .D34X0.6X170 1A 3/8-3/8 | 13
8470 | RACOR MIXTO ROSCAR-SOLDAR 3/8" ( 9901/X17) | "RACOR MIX 3/8"" (580791)" | "RACCORDO MISTO FILETTO SALDATO 3/8 ""(9901 / X17)" | RACCORD MIXTE FILETÉ SOUDÉ 3/8" (9901/X17) | 89
8471 | CAPSULA CIERRE TUERCA 3/8" (222371) | CLOSED CAPSULE 3/8 | "DADO CHIUSURA DADO 3/8 ""(222371)" | ÉCROU DE FERMETURE 3/8" (222371) | 6
8472 | FRENTE REJILLA FIM 20 (8472CT) |  | GRIGLIA ANTERIORE ANTERIORE 20 | GRILLE AVANT 20 | 27
8474 | ESCUADRA SOPORTE CELULA SCALA MRCDN (8474RB) |  | SCALA MRCDN CELL SUPPORTO QUADRATO | ÉCHELLE MRCDN SUPPORT CARRÉ CELLULE | 10
8477 | REF 502289 COMPONENTE CARRO FOLLET | RETAINING BUSH SMART CART 240 | RIF 502289 COMPONENTE CARRELLO FOLLET | RÉF. 502289 COMPOSANT CHARIOT FOLLET | 12
8479 | CODO GALV. H 1" - H 3/4" | PIPE GALV. H 1- H 3/4 | "GOMITO GALV. H 1 ""- H 3/4""" | COUDE GALVANISÉ H 1" - H 3/4" | 13
8487 | LATERAL DCHO NGQ50 (8487CT) | RIGHT PANEL NGQ50 | FIANCO DESTRO NGQ50 | FLANC DROIT NGQ50 | 100
8488 | LATERAL IZDO NGQ50 (8488CT) | LEFT PANEL NGQ50 | FIANCO SINISTRO NGQ50 | FLANC GAUCHE NGQ50 | 100
8489 | FRENTE NGQ50 (8489CT) | FRONT PANEL NGQ50 | ANTERIORE NGQ50 | AVANT NGQ50 | 29
8490 | TRASERA NGQ50 (8490CT) | REAR PANEL NGQ50 | POSTERIORE NGQ50 | ARRIÈRE NGQ50 | 29
8491 | CUBIERTA NGQ50 (8491CT) | TOP COVER NGQ50 | COPERCCHIO NGQ50 | COUVERCLE NGQ50 | 66
8493 | PILAR ACOMETIDAS NGQ50-60 (8493CT) | SUPPORT FOR WATER SUPPLIES NGQ50-60 | PILASTRO COLLEGAMENTI NGQ50-60 | PILIER CONNEXIONS NGQ50-60 | 13
8495 | TIRANTE UNION SUPERIOR NGQ50 (8495CT) | UPPER REINFORCEMENT ROD NGQ50 | TIRANTE SUPERIORE NGQ50 | TIRANT SUPÉRIEUR NGQ50 | 9
8501 | PUENTE NGQ50 (8501CT) | SUPPORT BRIDGE NGQ50 | PONTE NGQ50 | PONT NGQ50 | 32
8516 | PUENTE NGQ60 (8516CT) | SUPPORT BRIDGE NGQ60 | PONTE NGQ60 | PONT NGQ60 | 29
8517 | LATERAL DCHO NGQ60 (8517CT) | RIGHT PANEL NGQ60 | LATO LATERALE NGQ60 | CÔTÉ LATÉRAL NGQ60 | 70
8518 | LATERAL IZDO NGQ60 (8518CT) | LEFT PANEL NGQ60 | SINISTRA LATERALE NGQ60 | CÔTÉ GAUCHE NGQ60 | 70
8519 | FRENTE NGQ60 (8519CT) | FRONT PANEL NGQ60 | ANTERIORE NGQ60 | AVANT NGQ60 | 46
8520 | TRASERA NGQ60 (8520CT) | REAR PANEL NGQ60 | POSTERIORE NGQ60 | ARRIÈRE NGQ60 | 19
8521 | CUBIERTA NGQ60 (8521CT) | TOP COVER NGQ60 | COPERCHIO NGQ60 | COUVERCLE NGQ60 | 47
8523 | TIRANTE UNION SUPERIOR NGQ60 (8523RB) | UPPER REINFORCEMENT ROD NGQ60 | BRACCIALE UNIONE SUPERIORE NGQ60 | BRACELET D UNION SUPÉRIEURE NGQ60 | 3
8524 | TIRANTE UNION SUPERIOR NGQ90 (8524RB) | UPPER REINFORCEMENT ROD NGQ90 | BRACCIALE UNIONE SUPERIORE NGQ90 | BRACELET D UNION SUPÉRIEURE NGQ90 | 3
8525 | TIRANTE UNION SUPERIOR NGQ130 (8525RB) | UPPER REINFORCEMENT ROD NGQ130 | TIRANTE SUPERIORE NGQ130 | TIRANT SUPÉRIEUR NGQ130 | 5
8529 | REFUERZO CABEZAL NGQ60 (8529CT) | HEAD PRODUCTION SUPPORT REINFORCEMENT | RINFORZO TESTA NGQ60 | RENFORCEMENT DE TÊTE NGQ60 | 8
8552 | PUENTE NGQ90 (8552CT) | SUPPORT BRIDGE NGQ90 | PONTE NGQ90 | PONT NGQ90 | 34
8555 | FRENTE NGQ90 (8555CT) | FRONT PANEL NGQ90 | ANTERIORE NGQ90 | AVANT NGQ90 | 58
8556 | TRASERA NGQ90 (8556CT) | REAR PANEL NGQ90 | POSTERIORE NGQ90 | ARRIÈRE NGQ90 | 22
8557 | TRASERA NGQ130 (8557CT) | REAR PANEL NGQ130 | POSTERIORE NGQ130 | ARRIÈRE NGQ130 | 44
8559 | CUBIERTA NGQ90 (8559CT) | TOP COVER NGQ90 | COPERCHIO NGQ90 | COUVERCLE NGQ90 | 52
8560 | CUBIERTA NGQ130 (8560CT) | TOP COVER NGQ130 | COPERCCHIO NGQ130 | COUVERCLE NGQ130 | 101
8563 | PILAR ACOMETIDAS NGQ90-130 (8563CT) | SUPPORT FOR WATER SUPPLIES NGQ90-130 | PILASTRO COLLEGAMENTI NGQ90-130 | PILIER CONNEXIONS NGQ90-130 | 3
8571 | CAJA CARTON NGQ130 |  |  | BOÎTE EN CARTON NGQ130 | 56
8573 | PUENTE NGQ130 (8573CT) | SUPPORT BRIDGE NGQ130 | PONTE NGQ130 | PONT NGQ130 | 39
8575 | INTERCAMBIADOR PACKLESS HXR-25 1/2X1/4 (390220) | EXCHANGER PACKLESS HXR-25 1/2X1/4 | SCAMBIATORE HXR-25 1 / 2X1 / 4 SENZA PACCHETTO (390220) | ÉCHANGEUR HXR-25 1/2X1/4 SANS PACK (390220) | 311
8591 | SOPORTE SONDA NIVEL AGUA MS |  | SUPPORTO SONDA LIVELLO ACQUA MS | SUPPORT SONDE NIVEAU D'EAU MS | 32
8594 | REJILLA FIM 40 (NG) (8594CT) |  | GRID FIM 40 (NG) | GRILLE FIM 40 (NG) | 16
8620 | FRENTE FAGOR IQ-1100 (8620CT) |  | FAGOR FRONT IQ-1100 | FAGOR FRONT IQ-1100 | 54
8627 | BANDEJA SUSHI CENTRAL (8627CT) |  | VASSOIO SUSHI CENTRALE | PLATEAU CENTRAL SUSHI | 41
8628 | BANDEJA SUSHI FINAL (8628CT) |  | FINALE VASSOIO SUSHI | PLATEAU FINAL SUSHI | 47
8648 | VENTILADOR S&P HRB/4-350APN-E14-X2 23 230V 50/60HZ |  | VENTOLA S&P HRB / 4-350APN-E14-X2 23 230V 50 / 60HZ | VENTILATEUR S&P HRB/4-350APN-E14-X2 23 230V 50/60HZ | 483
8669 | FRENTE REJILLA ITV HNG (8669RB) |  | FRONTE GRIGLIA ITV HNG | GRILLE AVANT ITV HNG | 35
8670 | SOPORTE SONDA AGUA MS | SUPPORT WATER LEVEL SENSOR | SUPPORTO SONDA ACQUA MS | SUPPORT SONDE D'EAU MS | 8
8681 | SUPLEMENTO EJE CUBA AGUA QUASAR CHAPA | SUPPLEMENTARY AXLE OF WATER TRAY | SUPPLEMENTO ASSE BACINELLA DI ACQUA QUASAR LAMIERA | SUPPLÉMENT AXE BAC À EAU QUASAR TÔLE | 21
8687 | BOMBA DPS35 - 058N 220-240V / 50HZ / 40W | PUMP DPS35 - 058N 220-240V / 50HZ | POMPA DPS35 - 058N 220-240V / 50HZ / 40W | POMPE DPS35 - 058N 220-240V / 50HZ / 40W | 152
8700 | REJILLA AIREACION SPIKA ICETECH FD/HD 140 (8700CT) |  |  | GRILLE DE VENTILATION SPIKA ICETECH FD/HD 140 (8700CT) | 29
8702 | FRENTE ICETECH IQ-150 (8702CT) | FRONT ICETECH IQ-150 | ICETECH FRONT IQ-150 | PANNEAU ICETECH IQ-150 (8702CT) | 30
8703 | FRENTE ICETECH GR-220 (8703CT) | FRONT ICETECH GR-220 | ICETECH FRONTALLE GR-220 | PANNEAU ICETECH GR-220 (8703CT) | 30
8710 | REJILLA NGQ20-40 FAGOR (8710CT) |  | GRIGLIA NGQ20-40 FAGOR | GRILLE NGQ20-40 FAGOR (8710CT) | 13
8712 | CHAPA ALZA CONDENSADOR / VENTILADOR | CONDENSER / FAN RAISING SHEET | PANNELLO RIALZO CONDENSATORE/VENTOLA | PLAQUE DE LEVAGE CONDENSEUR / VENTILATEUR | 3
8716 | UNIDAD CONDENSADORA 3PH 400-50/440-60 |  |  | UNITÉ CONDENSATRICE 3PH 400-50/440-60 | 15204
8718 | ETIQUETA LOGO ITV 90.3 X 30MM AL BF EFECTO CEPILLADO MARCA 777-095 |  |  | ÉTIQUETTE LOGO ITV 90.3 X 30MM EN BF EFFET BROSSÉ MARQUE 777-095 | 13
8719 | REJILLA NGQ50 ICETECH (8719CT) | VENTILATION GRILL 50 | GRIGLIA NGQ50 ICETECH | GRILLE NGQ50 ICETECH | 13
8720 | REJILLA NGQ60-90-130 ICETECH (8720CT) | VENTILATION GRILL 60 90 130 | GRIGLIA NGQ60-90-130 ICETECH | GRILLE NGQ60-90-130 ICETECH | 18
8721 | TAPA REGISTRO AGUA SCALA 600 (8721CT) |  | SCALA 600 COPERTURA REGISTRAZIONE ACQUA | ÉCHELLE 600 COUVERCLE ENREGISTREMENT EAU | 9
8724 | SOPORTE EVAPORADOR DERECHO NGQ150 (8724RB) |  | SUPPORTO EVAPORATORE DESTRO NGQ150 | SUPPORT ÉVAPORATEUR DROIT NGQ150 | 6
8725 | SOPORTE EVAPORADOR IZQUIERDO NGQ150 (8725RB) |  | SUPPORTO EVAPORATORE SINISTRO NGQ150 | SUPPORT ÉVAPORATEUR GAUCHE NGQ150 | 6
8736 | CHAPA ANCLAJE RUEDA DEL (8736CT) |  | RUOTA DELLA PIASTRA DI ANCORAGGIO | ROUE DE LA PLAQUE D ANCRAGE | 7
8752 | DEFLECTORA SC2 (8752CT) |  | DEFLETTORE SC2 | DÉFLECTEUR SC2 | 40
8753 | TAPA SILO SCD (SCALA-MS-MDP) PARTE FIJA (8753CT) |  | COPERCHIO ARGENTO SCD (SCALA-MS-MDP) PARTE FISSA | COUVERCLE ARGENTÉ SCD (SCALA-MS-MDP) PARTIE FIXE | 190
8764 | BANDEJA CIERRE SALIDA HIELO SC (8764RB) |  |  | PLATEAU DE FERMETURE SORTIE GLACE SC (8764RB) | 101
8765 | FALDON SALIDA HIELO SC (8765RB) | ICE EXIT SPAT | GONNA OUT HIELO SC | JUPE DE SORTIE GLACE SC | 8
8766 | DEFLECTORA SALIDA HIELO SC (8766RB) | DEFLECTOR BRACKET | DEFLECTORA SALIDA HIELO SC | DÉFLECTEUR SORTIE GLACE SC | 10
8770 | BASE CUADRO ELECTRICO IQR (8770CT) | ELECTRIC BOX | BASE SCATOLA ELETTRICA IQR | BASE BOÎTIER ÉLECTRIQUE IQR | 3
8777 | LATERAL DCHO IQR 550 (8777CT) |  | LATO DESTRO IQR 550 | CÔTÉ DROIT IQR 550 | 59
8778 | LATERAL IZDO IQR 550 (8778CT) |  | SINISTRA LATERALE IQR 550 | CÔTÉ GAUCHE IQR 550 | 59
8783 | SOPORTE VALVULAS IQR (8783CT) |  | SUPPORTO VALVOLA IQR | SUPPORT VANNE IQR | 2
8784 | CUBIERTA IQR (8784CT) | TOP PANEL | COPERCHIO IQR | COUVERCLE IQR | 56
8796 | RC6 SOPORTE-PILAR ACOMETIDAS (8796CT) |  | RC6 SISTEMAZIONE DI SUPPORTO-PILASTRO | RC6 SYSTÈME DE SUPPORT-PILIER | 5
8797 | RC6 PANEL FRONTAL (8797CT) |  | RC6 PANNELLO FRONTALE | RC6 PANNEAU FRONTAL | 12
8798 | RC6 PANEL TRASERO (8798CT) |  | RC6 PANNELLO POSTERIORE | RC6 PANNEAU ARRIÈRE | 10
8799 | RC6 CARENADO (8799CT) |  | RC6 CARENADO | RC6 CARENAGE | 27
8803 | ACOMETIDA RECTA-ACOD 3/4" ATOXICA 3M (4819 530 20042) |  | ACTA RECT-ACOD 3/4 "ATOXICA 3M (4819 530 20042) | ACTA RECT-ACOD 3/4" ATOXIQUE 3M (4819 530 20042) | 20
8804 | BU-FLEX DESAGÜE 20/22 L. 3 MTS. RUBBER 20 |  | BU-FLEX TUBO DI USCITA 20/22 L. 3 MTS. GOMMA 20 | BU-FLEX TUYAU DE SORTIE 20/22 L. 3 MTS. CAOUTCHOUC 20 | 6
8805 | VALV. SOLENOIDE 1068/3S 3/8 ODS D6.5 C/SOP. |  | VALV. SOLENOID 1068 / 3S 3/8 ODS D6.5 C / SOP. | VANNE ÉLECTROMAGNÉTIQUE 1068 / 3S 3/8 ODS D6.5 C / SOP. | 106
8806 | COIL 9300/RA6 HF2 ASSY 220V-50/60HZ | COIL 9300/RA6 HF2 ASSY 220V-50/60HZ | BOBINA 9300 / RA6 HF2 ASSY 220V-50 / 60HZ | BOBINE 9300 / RA6 HF2 ASSY 220V-50 / 60HZ | 31
8807 | ALARGADERA SHUCKO 4.8-H05VV-F 3X1.5X3.5 C-4120 NEGRO VDE |  | SHUCKO ALARGADERA 4.8-H05VV-F 3X1.5X3.5 C-4120 NERO VDE | RALLONGE SHUCKO 4.8-H05VV-F 3X1.5X3.5 C-4120 NOIR VDE | 18
8829 | TUBO ASPIRACION BOMBA ECO 30-40 (L320) | SUCTION TUBE OF PUMP 30 40 | TUBO ASPIRAZIONE POMPA ECO 30-40 (L320) | TUBE D ASPIRATION POMPE ECO 30-40 (L320) | 16
8830 | TUBO ASPIRACION BOMBA ECO 60 (L450) | SUCTION TUBE OF PUMP 60 | TUBO ASPIRAZIONE POMPA ECO 60 (L450) | TUBE D ASPIRATION POMPE ECO 60 (L450) | 12
8831 | TUBO ASPIRACION BOMBA ECO 110 (L500) | SUCTION TUBE OF PUMP 110 | TUBO ASPIRAZIONE POMPA ECO 110 (L500) | TUBE D ASPIRATION POMPE ECO 110 (L500) | 15
8836 | ARANDELA INT. RUEDA DELANT CARRO |  | RONDELLA INT. CARRO CONSEGNA RUOTA | RONDELLE INT. CHARIOT LIVRAISON ROUE | 17
8837 | ARANDELA EXT. RUEDA DELANT CARRO |  | WASHER EXT. CARRO CONSEGNA RUOTA | RONDELLE EXT. CHARIOT LIVRAISON ROUE | 13
8838 | REJILLA DESAGUE CARRO |  | GRILL DRAIN CAR | GRILLE DRAINAGE CHARIOT | 28
8839 | MANDO LLAVE ESFERA CARRO |  | CHIAVE DI TRASPORTO SFERA | CLÉ DE TRANSPORT SPHÉRIQUE | 30
8840 | BLOQUE CONEXION DESAGUE |  | BLOCCO CONNESSIONE SCARICO | BLOC DE CONNEXION ÉVACUATION | 8
8842 | PUENTE REFUERZO MANDO LLAVE |  | STAFFA DI RINFORZO PONTE | ÉTRIER DE RENFORT PONT | 21
8843 | T FIJACION TAPA COLGADA | SCREW FOR THE COVER | T FISSAGGIO DEL COPERCHIO ATTACCANTE | T FIXATION DU COUVERCLE AVANT | 20
8844 | BISAGRA IZQUIERDA SILO S60 |  | CERNIERA SINISTRA BIN S60 | CHARNIÈRE GAUCHE BAC S60 | 22
8845 | BISAGRA DERECHA SILO S60 |  | CERNIERA DESTRA BIN S60 | CHARNIÈRE DROITE BAC S60 | 22
8849 | ESTRUCTURA SOLDADA SILO S60 |  | BIN S60 STRUTTURA SALDATA | BAC S60 STRUCTURE SOUDÉE | 1704
8852 | GUIA GUILLOTINA SILO S60 |  |  | GUIDE GUILLOTINE SILO S60 | 6
8853 | ASA TIRADOR OVAL (30X16) 89104 ANODIZADO NEGRO MATE (CORTE 359 MM +0/-0.5) |  | MANIGLIA ESTRAIBILE OVALE (30X16) 89104 NERO OPACO ANODIZZATO (TAGLIO 359 MM + 0 / -0,5) | POIGNÉE OVALE (30X16) 89104 ANODISÉE NOIRE MAT (COUPE 359 MM +0/-0.5) | 31
8854 | SOPORTE GUIAS GILLOTINA IZQUIERDA | LEFT GUILLOTINE GUIDE BRACKET | SUPPORTO GUIDA SINISTRA DELLA GILLOTINA | SUPPORT GUIDES GUILLOTINE GAUCHE | 44
8856 | TAPON dia.4 RBF-4-11.1-8 (CORTINAS) |  |  | BOUCHON dia.4 RBF-4-11.1-8 (CURTAINS) | 5
8858 | TOPE RECORRIDO TAJADORA |  |  | BUTÉE DE COURSE DE LA TRANCHEUSE | 6
8859 | CESTA CARRO SE PIDE 30167 |  | CESTINO AL CARRELLO | PANIER CHARRO SE DEMANDE 30167 | 54
8860 | ASA CESTA |  | CESTELLO PER MANIGLIA | PANIER POUR POIGNÉE | 27
8861 | ARO DE GOMA RUEDA DELANTERA DIAM 200 EJE A BOLAS |  | ANELLO RUOTA ANTERIORE IN GOMMA DIAM 200 ASSALE A SFERA | ANNEAU DE ROUE AVANT EN CAOUTCHOUC DIAM 200 AXE À BILLE | 82
8864 | REMATE BOCA DCHA SILO S60 | RIGTH SIDE EXIT FINISH | REMATE MOUTH DCHA BIN S60 | FINITION BORD DROIT BAC S60 | 20
8865 | REMATE BOCA IZDA SILO S60 |  | REMATE MOUTH IZDA BIN S60 | FINITION BORD GAUCHE BAC S60 | 19
8868 | LLAVE ESFERA 1/2 M-H |  |  | ROBINET À BOULE 1/2 M-H | 41
8872 | AISLAMIENTO VAL. EXP. DANFOSS TUB | DANFOSS INSULATED | ISOLAMENTO VALV. EXP. DANFOSS TUB | ISOLATION VANNE D EXPANSION DANFOSS TUBE | 13
8874 | TIRADOR TAJADORA SC |  | TIRADOR TAJADORA SC | POIGNÉE TRANCHANTE SC | 121
8875 | HERRAJE SUJECCION COLGAR TAPA (8875RB) |  | MORSETTO PER APPENDERE IL MORSETTO | SERRE-JOINT POUR ACCROCHER LE MORSET | 7
8877 | BANCADA SILO SC2 (8877CT) |  | BANADE BIN SC2 | BANDE BAC SC2 | 294
8898 | LATERAL IZDO NGQ150 (8898CT) |  | SINISTRA LATERALE NGQ150 | CÔTÉ GAUCHE NGQ150 | 34
8899 | FRENTE NGQ150 (8899CT) |  | ANTERIORE NGQ150 | AVANT NGQ150 | 47
8901 | CUBIERTA NGQ150 (8901CT) |  | COPERCHIO NGQ150 | COUVERCLE NGQ150 | 64
8915 | EXTRUSIONADOR D80 ESCAMAS |  | ESTRUSORE DI SCALA D80 | EXTRUDEUSE D'ÉCHELLE D80 | 18
8916 | EXTRUSIONADOR D80 NUGGETS |  | D80 ESTRUSIONATORE DI NUGGETS | EXTRUDEUSE DE NUGGETS D80 | 18
8940 | ETIQUETA CONEXION DOS MICROS 30x16 MM |  |  | ÉTIQUETTE CONNEXION DEUX MICROS 30x16 MM | 3
8947 | EVAPORADOR NIQ500 MECANIZADO | MACHINED NIQ500 EVAPORATOR | EVAPORATORE MECCANIZZATO NIQ500 | ÉVAPORATEUR MÉCANISÉ NIQ500 | 2893
8950 | TABIQUE SUPERIOR NGQ150 (8950CT) |  | TAVOLINO SUPERIORE NGQ150 | TABLE SUPÉRIEURE NGQ150 | 39
8951 | TABIQUE INFERIOR NGQ150 (8951CT) |  | BOTTOM TABIQUE NGQ150 | CLOISON INFÉRIEURE NGQ150 | 16
8957 | ANILLO SEEGER DIN 471 D30 INOX | SEG RING AXE DIN471 DIAM 30 INOX | ANELLO SEC ASSALE DIN471 DIAM 30 INOX | ANNEAU SEC AXE DIN471 DIAM 30 INOX | 19
8959 | ABRAZADERA C2 POLIPROPILENO 3/8 (231031) | POLIPROP. JUBILEE CLIP 3/8 (231031) | FASCETTA C2 POLIPROPILENE 3/8 (231031) | COLLIER C2 POLYPROPYLÈNE 3/8 (231031) | 6
8960 | L REFUERZO NGQ150 (8960CT) |  | L RINFORZO NGQ150 | RENFORT L NGQ150 | 7
8962 | CIERRE MEC. ROTEN 2 D.030 DER. X7GV7 | MECH. CLOSURE ROTEN 2 D.3030 DER. X7V7 | CHIUDI MEC. ROTEN 2 D.030 DER. X7GV7 | FERMETURE MÉCANIQUE ROTEN 2 D.030 DER. X7GV7 | 268
8965 | BASE SCHUKO SUPERFICIE (FAMATEL 2301) |  | SCHUKO BASE SURFACE (FAMATEL 2301) | PRISE SCHUKO BASE SURFACE (FAMATEL 2301) | 12
8986 | SOPORTE VÁLVULAS GIQ (8986CT) | VALVE GIQ SUPPORT | SUPPORTO VALVOLA GIQ | SUPPORT VANNE GIQ | 5
8987 | SOPORTE DISPLAY GIQ (8987CT) | DISPLAY SUPPORT GIQ | SUPPORTO DISPLAY GIQ | SUPPORT AFFICHAGE GIQ | 9
8992 | VALVULA PXVB ORIF. 05 R404A (PXVN03S050100) |  | VALVOLA ORIF PXVB. 05 R404A (PXVB03050000) | VANNE ORIFICE PXVB. 05 R404A (PXVB03050000) | 405
8993 | BOBINA VALVULA PXV FREON 220V (PXVB0ARA60100) |  | PXV FREON BOBINA VALVOLA 220V (PXVB0ARA60000) | BOBINE VANNE PXV FREON 220V (PXVB0ARA60000) | 98
8994 | SONDA PRES. 0-10 BAR RAZIOM. H-1/4 SAE 5VCC (TD420010B) |  | SONDA PRES 0-10 RAZIOM BAR. H-1/4 SAE 5VDC (TD420010) | SONDE PRESSION 0-10 BAR RATIOMÉTRIQUE H-1/4 SAE 5VDC (TD420010) | 252
8995 | REFUERZO LATERAL BOCA APILADO MR (8995CT) |  | BOCCOLA RINFORZATA LATERALE IMPILATA MR | DOUILLE RENFORCÉE LATÉRALE EMPILÉE MR | 6
8996 | SUJECION CUBIERTA ECO | TOP COVER FASTENING | MORSETTO COPERTO ECO | SERRE-JOINT COUVERT ECO | 9
8999 | REFUERZO TAPA SILO SC400 (8999CT) |  |  | RENFORT COUVERCLE SILO SC400 (8999CT) | 67
30006 | HUSILLO DOBLE HELICE NIQ500 | DOUBLE HELIX SCREW NIQ500 | ELICE A MANDRINO DOPPIO NIQ500 | HÉLICE À MANDRIN DOUBLE NIQ500 | 1569
30008 | PUENTE FRONTAL MQ200 (30008CT) |  | PONTE FRONTALE MQ200 | PONT FRONTAL MQ200 | 15
30009 | PUENTE TRASERO MQ200 (30009CT) |  | PONTE POSTERIORE MQ200 | PONT ARRIÈRE MQ200 | 15
30022 | SONDA NTC 10K IP68 INOX 6X50 (SN8T6N1502) | SENSOR NTC 10K IP68 INOX 6X50 (SN8T6N1502) | SONDA NTOX 10K IP68 INOX 6X50 (SN8T6N1502) | SONDE NTOX 10K IP68 INOX 6X50 (SN8T6N1502) | 23
30026 | MINICONTACTOR GMC-12M AC110V 4P 4A | MINI CONTACTOR GMC-12M AC110V | GMC-12M AC110V 4P 4A MINICONTATTORE | GMC-12M AC110V 4P 4A MINI-CONTACTEUR | 61
30028 | BOBINA ALCO ESC 230 VAC / 50 Hz (801031) | ALCO EXH COIL 230 VAC / 50 Hz (801031) | ALCO COIL ASC 220V 50 / 60HZ (KW229) | BOBINE ALCO ASC 220V 50 / 60HZ (KW229) | 76
30054 | REFUERZO CUBA INTERIOR MR (30054CT) | BIN SUPPORT MR | RINFORZO INTERNO BASCA MR | RENFORCEMENT INTERNE BAC MR | 17
30067 | SOPORTE EVAPORADOR DERECHO MQ200 (30067CT) |  | SUPPORTO EVAPORATORE MQ200 DESTRO | SUPPORT ÉVAPORATEUR MQ200 DROIT | 6
30068 | SOPORTE EVAPORADOR IZQUIERDO MQ200 (30068CT) |  | SUPPORTO EVAPORATORE SINISTRO MQ200 | SUPPORT ÉVAPORATEUR GAUCHE MQ200 | 6
30078 | SELECTOR MANUAL 2 POSICION |  |  | SÉLECTEUR MANUEL 2 POSITIONS | 41
30086 | SOBREPISO NGQ150 |  | NGQ150 OVERFLOOR | PLATEAU NGQ150 | 190
30087 | JUEGO TAQUETS PROGRAMADOR CDC- UN SOLO PROGRAMADOR (CON TAQUETS EXTRAS) | CDC PROGRAMMER TAP GAME | SET CAVALIERI PROGRAMMATORE CDC | JEU DE CAMES PROGRAMMATEUR CDC - UN SEUL PROGRAMMATEUR (AVEC CAMES SUPPLÉMENTAIRES) | 7
30121 | ETIQUETA ALMACEN ECO |  |  | ÉTIQUETTE STOCK ECO | 3
30134 | REMATE ASA TIRADOR DERECHO |  | ESTRAZIONE MANIGLIA DESTRA TIRARE | FINITION POIGNÉE DROITE | 39
30135 | REMATE ASA TIRADOR IZQUIERDO |  | MANIGLIA SINISTRA | FINITION POIGNÉE GAUCHE | 39
30150 | SUJECION PALET SILO SC2 (30150CT) |  | PORTA SCO PALO BIN | FIXATION PALETTE SILO SC2 (30150CT) | 1
30160 | SOPORTE PALA SC (30160RB) |  | SC PAL SUPPORTO | SUPPORT PALE SC (30160RB) | 5
30172 | OMEGA REFUERZO CUBIERTA ECO70 (30172CT) | REINFORCEMENT TOP COVER 70 | RINFORZO OMEGA COVERED ECO70 | OMEGA RENFORT COUVERCLE ECO70 (30172CT) | 13
30185 | REFUERZO TAPA SILO SC600 - SC800 (30185CT) |  |  | RENFORT COUVERCLE SILO SC600 - SC800 (30185CT) | 87
30189 | CARTELA VALVULA ELECTRONICA DE PULSO GIQ850 (30189CT) |  | POSTER ELETTRONICO VALVOLA IMPULSO GIQ850 | PLAQUE VANNE ÉLECTRONIQUE DE PULSATION GIQ850 (30189CT) | 13
30190 | VALV AGUA 0.8 B 220/50-60 |  | VALV WATER 0,8 B 220 / 50-60 | VANNE EAU 0.8 B 220/50-60 | 13
30191 | VALV AGUA 1.2 B / 1 B 220/50-60 |  | VALV WATER 1.2 B / 1 B 220 / 50-60 | VANNE EAU 1.2 B / 1 B 220/50-60 | 25
30210 | CHAPA PUERTA ICE TECH SS 20 (30210CT) | COVER DOOR INOX 20 | SCHEDA PORTA ICE TECH SS 20 | PLAQUE PORTE ICE TECH SS 20 (30210CT) | 6
30214 | CAIDA HIELO SCALA 600 (1/2) (30214CT) |  | ICE FALL SCALA 600 (1/2) | CHUTE DE GLACE SCALA 600 (1/2) (30214CT) | 64
30245 | LATIGUILLO FLEXIBLE 3/4 M.H 75 cm |  | LATIGUILLO FLESSIBILE 3/4 M.H 75 cm | FLEXIBLE 3/4 M.H 75 cm | 31
30246 | CODO LATÓN H 1" - H 3/4" (REF. 050010385) |  | GOMITO OTTONE H 1 "- H 3/4" | COUDE LAITON H 1" - H 3/4" | 23
30270 | CASQUILLO ARRASTRE NGQ | COUPLING BUSH NGQ | GIUNTO ALBERO NGQ | JOINT D'ARBRE NGQ | 8
30271 | ESPARRAGO DIN 914 M-4X4 INOX A2 |  | DIN 914 M-4X4 ACCIAIO INOSSIDABILE A2 | DIN 914 M-4X4 ACIER INOXYDABLE A2 | 2
30273 | MODULO CAN/USB + CABLE |  |  | MODULE CAN/USB + CÂBLE | 832
30296 | TAPA SILO SCD (IQ) PARTE FIJA (30296CT) |  | BIN COVER SCD (IQ) PARTE FISSA | COUVERCLE BAC SCD (IQ) PARTIE FIXE | 190
30297 | TAPA SILO SCD (IQ) PARTE DESMONTABLE (30297CT) |  | BIN COVER SCD (IQ) PARTE RIMOVIBILE | COUVERCLE BAC SCD (IQ) PARTIE AMOVIBLE | 73
30300 | LAMA EXTERIOR DOBLE LARGA | DOUBLE LONG EXTERNAL LATTICE | BANDIERINA ESTERNA DOPPIA LUNGA | PETITE PLAQUE EXTÉRIEURE DOUBLE LONGUE | 11
30308 | MUELLE SUJECION FILTRO BOMBA | FILTER PUMP FASTENING SPRING | MORSETTO FILTRO POMPA A MOLLA | SERRE-JOINT FILTRE POMPE À RESSORT | 8
30320 | TAPA SILO S900 (MR400) (30320CT) |  | BIN LID S900 (MR400) | COUVERCLE BAC S900 (MR400) | 115
30351 | VALVULA MECANICA PARA GRIFO BEBEDERO FUENTE GR63 |  | VALVOLA MECCANICA PER RUBINETTO FONTE DRINKER GR63 (2781193) | VANNE MÉCANIQUE POUR ROBINET FONTAINE À BOISSON GR63 (2781193) | 144
30353 | DESCALCIFICADOR C4 RIVERSOFT 4 220V/50-60hz - UP TO 140KG |  |  | DÉSCALCIFICATEUR C4 RIVERSOFT 4 220V/50-60Hz - JUSQU'À 140KG | 1828
30412 | BANCADA MS22 | BASEMENT MS22 | BANK MS22 | BANQUE MS22 | 68
30414 | TESTERO INFERIOR EVAPORADOR MS22 | EVAPORATOR LOWER END CAP MS22 | EVAPORATORE INFERIORE TESTERO MS22 | ÉVAPORATEUR INFÉRIEUR MS22 | 20
30415 | ANCLAJE TESTERO INFERIOR EVAPORADOR MS22 | LOWER END ANCHOR EVAPORATOR MS22 | ANCORAGGIO TESTER INFERIORE EVAPORATORE MS22 | ANCRAGE INFÉRIEUR ÉVAPORATEUR MS22 | 20
30416 | TESTERO SUPERIOR EVAPORADOR MS22 | MS22 EVAPORATOR UPPER HEAD | MS22 TESTER SUPERIORE EVAPORATORE | ÉVAPORATEUR SUPÉRIEUR MS22 | 20
30417 | ANCLAJE TESTERO SUPERIOR EVAPORADOR MS22 | UPPER END ANCHOR EVAPORATOR MS22 | ANCORAGGIO SUPERIORE TESTER EVAPORATORE MS22 | ANCRAGE SUPÉRIEUR ÉVAPORATEUR MS22 | 21
30418 | TESTERO DERECHO EVAPORADOR MS22 |  | MS22 EVAPORATORE DESTRA TESTER | ÉVAPORATEUR DROIT MS22 | 21
30419 | TESTERO IZQUIERDO EVAPORADOR MS22 |  | TESTER SINISTRO EVAPORATORE MS22 | ÉVAPORATEUR GAUCHE MS22 | 23
30421 | SOPORTE DETECTOR ESPESOR MS22 | THCIKNESS LEVEL SENSOR SUPPORT MS22 | MS22 SUPPORTO RILEVATORE SPESSORE | SUPPORT DÉTECTEUR D ÉPAISSEUR MS22 | 8
30422 | DISTRIBUIDOR AGUA MS22 | WATER DISTRIBUTOR MS22 | DISTRIBUTORE ACQUA MS22 | DISTRIBUTEUR D EAU MS22 | 21
30423 | CUBIERTA MS22 | MS22 COVER | COPERCHIO MS22 | COUVERCLE MS22 | 64
30425 | REMATE INFERIOR FRENTE MS22 | LOWER FINISH FRONT MS22 | BOTTOM REMATE FRONT MS22 | REMPLISSAGE INFÉRIEUR FRONTAL MS22 | 10
30426 | REMATE SUPERIOR FRENTE MS22 | UPPER FINISH FRONT MS22 | TOP REMATE FRONTALE MS22 | REMPLISSAGE SUPÉRIEUR FRONTAL MS22 | 10
30428 | CUERPO MS22 | MS22 BODY | CORPO MS22 | CORPS MS22 | 300
30429 | CONDENSADOR 23X3 MS22 |  | CONDENSATORE 23X3 MS22 | CONDENSATEUR 23X3 MS22 | 513
30430 | COMPRESOR NTU6232GKV 208-230V/60HZ 404A |  | COMPRESSORE NTU6232GKV 208-230V / 60HZ 404A | COMPRESSEUR NTU6232GKV 208-230V / 60HZ 404A | 578
30433 | MASA NIVEL MINIMO AGUA NIQ | MASS MINIMUM LEVEL WATER NIQ | MASS MINIMO LIVELLO DELL'ACQUA NIQ | NIVEAU MINIMUM D EAU NIQ | 10
30434 | MASA NIVEL MAXIMO AGUA NIQ | MASS MAXIMUM LEVEL WATER NIQ | MASSA MASSIMA LIVELLO DELL'ACQUA NIQ | NIVEAU MAXIMUM D EAU NIQ | 10
30435 | SOPORTE RETEN EVAPORADOR NIQ300 | EVAPORATOR RETAINER SUPPORT NIQ700 | SUPPORTO RIVENDITORE EVAPORATORE NIQ300 | SUPPORT REVENDEUR ÉVAPORATEUR NIQ300 | 372
30436 | HUSILLO DOBLE HELICE NIQ300 | DOUBLE HELIX SCREW NIQ300 | ELICE A MANDRINO DOPPIO NIQ300 | HÉLICE À MANDRIN DOUBLE NIQ300 | 1933
30437 | EVAPORADOR NIQ300 MECANIZADO | MACHINED NIQ300 EVAPORATOR | EVAPORATORE NIQ300 MACCHINATO | ÉVAPORATEUR NIQ300 USINÉ | 1919
30439 | COMPRESOR CAJ9510Z (AJ2) "F" 18.3CC 220/240-50 (AJKZB1JF603A06-M) | COMPRESSOR CAJ9510Z (AJ2) F 18.3CC 220/240-50 | COMPRESSORE CAJ9510Z (AJ2) "F" 18.3CC 220 / 240-50 (AJKZB1JF603A06-M) | COMPRESSEUR CAJ9510Z (AJ2) "F" 18.3CC 220 / 240-50 (AJKZB1JF603A06-M) | 777
30440 | COMPRESOR CAJ9513Z (AJ2) "F" 24.2cc 220/240-50Hz (AJKZK1JF603A06) | COMPRESSOR CAJ9513Z (AJ2) F 24.2cc 220/240-50Hz | COMPRESSORE CAJ9513Z (AJ2) "F" 24.2cc 220 / 240-50Hz (AJKZK1JF603A06) | COMPRESSEUR CAJ9513Z (AJ2) "F" 24.2CC 220 / 240-50Hz (AJKZK1JF603A06) | 815
30443 | TAPA SILO SCD (SCALA-MS-MDP) PARTE DESMONTABLE (30443CT) |  | BIN CAP SCD (SCALA-MS-MDP) PARTE RIMOVIBILE | COUVERCLE BAC SCD (SCALA-MS-MDP) PARTIE AMOVIBLE | 73
30444 | ROMPE HIELOS NUGGET NIQ300 | NIQ300 NUGGET ICE BREAKER | PUGLIA GHIACCIO NIQ300 | PUITS DE GLACE NIQ300 | 342
30446 | TAPA MICRO ATASCO NIQ | MICRO JAM LID NIQ | NIQ MICRO JAM COVER | COUVERCLE MICRO-JAM NIQ | 5
30447 | TUBO CAIDA HIELO NIQ500 (L=493mm) | ICE CHUTE NIQ500 (L=493mm) | NIQ500 ICE FALLING TUBE (L = 493mm) | TUBE DE CHUTE DE GLACE NIQ500 (L = 493mm) | 22
30448 | IMAN NEODIMIO 6X5 (NI) IQN / IQF | MAGNET- 6*5 | MAGNETE NEEDIMIO MNDIAM006005 6X5 (NI) | AIMANT NÉODYME MNDIAM006005 6X5 (NI) | 7
30449 | PORTA IMAN SENSOR GIRO Y VELOCIDAD NIQ | MAGNET SENSOR TURN AND SPEED HOLDER NIQ | SENSORE PORTAIMAN GIRO E SPEED NIQ | CAPTEUR PORTE-IMAN ROTATION ET VITESSE NIQ | 8
30450 | CARCASA EXTERIOR SENSOR GIRO NIQ | OUTER HOUSING GIRO SENSOR NIQ | SENSORE DI ALLOGGIO ESTERNO GIRO NIQ | CAPTEUR DE LOGEMENT EXTERNE ROTATION NIQ | 9
30451 | CAJA DISPLAY NIQ | DISPLAY BOX NIQ | SCATOLA DISPLAY NIQ | BOÎTIER D AFFICHAGE NIQ | 18
30452 | BOCA CAIDA HIELO NIQ | ICE CHUTE EXIT NIQ | BOCCA GHIACCIO BOCCA NIQ | SORTIE DE GLACE NIQ | 20
30454 | TAPA SILO SCD (MR) PARTE FIJA (30454CT) |  | COPERCHIO ARGENTO SCD (MR) PARTE FISSA | COUVERCLE ARGENTÉ SCD (MR) PARTIE FIXE | 189
30456 | TAPA CAIDA HIELO SCD IQ (30456CT) |  | FALL ICE COVER SCD IQ | COUVERCLE CHUTE DE GLACE SCD IQ | 13
30463 | VARILLA EJE ANCLAJE PUERTA SCD |  | ASTA ANCORAGGIO ASSE ASTA SCD | TIGE D ANCRAGE DE L AXE SCD | 6
30466 | ARANDELA 36X23.5X0.7 INOX MATE | WASHER 36*23 | RONDELLA 36X23.5X0.7 INOX MATE | RONDELLE 36X23.5X0.7 INOX MATE | 2
30469 | TUBO IMPULSION MS22 INFERIOR | LOWER IMPULSION PIPE MS22 | TUBO DI IMPULSIONE INFERIORE MS22 | TUBE D IMPULSION INFÉRIEUR MS22 | 21
30472 | TAPON VALVULA SCHRADER 1/4" CAP.S/LLAVE |  | TAPPO VALVOLA SCHRADER 1/4 "CAP.S / WRENCH | BOUCHON VANNE SCHRADER 1/4" CAP.S / WRENCH | 2
30496 | JUNTA TORICA 70X3 (70VMQFDA6) RED |  |  | JOINT TORIQUE 70X3 (70VMQFDA6) ROUGE | 4
30576 | ARANDELA INOX 30.1X40X2 | INOX WASHER 30.1*40X2 | RONDELLA INOX 30.1X40X2 | RONDELLE INOX 30.1X40X2 | 27
30577 | JUNTA PLANA DIN 2690 DN15 PN6 NBR 70 SHORE 22X43X3 | JOINT DIN 2690 | GUARNIZIONE PIATTA DIN 2690 PN6 NBR 22X43X3 | JOINT PLAT DIN 2690 PN6 NBR 22X43X3 | 5
30610 | CUBIERTA ELECTROVALVULAS NG150 (30610CT) | ELECTROVANNE COVER 150 | COPERCHIO ELETTROVALVOLE NG150 | COUVERCLE ÉLECTROVANNES NG150 | 7
30616 | SOPORTE MOTOR DISPENSADOR | BRACKETS FOR DISPENSER MOTORS | V2 SUPPORTO MOTORE DISPENSER CON PARAURTI | V2 SUPPORT MOTEUR DISTRIBUTEUR AVEC PARE-CHOCS | 92
30628 | JUNTA EPDM NEGRA D9.9 x D18.8 x 3.1 mm | JOINT EPDM NEGRA D9.9 x D18.8 x 3.1 mm | GUARNIZIONE EPDM NERA D9,9 x P18,8 x 3,1 mm | JOINT EPDM NOIR D9,9 x P18,8 x 3,1 mm | 7
30629 | RESORTE GAS INOX NITRIDER S08DAE0100 |  | NITRIDER INOX GAS A MOLLA S08DAE0100 | VÉRIN INOX À RESSORT GAZ S08DAE0100 | 119
30630 | AMARRE RESORTE GAS EF-BS002S |  | MOLLA GAS PRIMAVERA EF-BS002S | RESSORT À GAZ PRIMAVERA EF-BS002S | 18
30632 | ANCLAJE RESORTE GAS EF-BR12S |  | ANCORAGGIO MOLLA GAS EF-BR12S | ANCRAGE RESSORT À GAZ EF-BR12S | 13
30640 | OMEGA CUBIERTA NGQ60 (30640CT) | REINFORCEMENT TOP COVER NG-50 | OMEGA COVER NGQ60 | OMEGA COVER NGQ60 | 8
30662 | COMPRESOR NTU6232GKV 115V/60HZ 404A | COMPRESSOR NTU6232GKV 115V/60HZ 404A | COMPRESSORE NTU6232GKV 115V / 60HZ 404A | COMPRESSEUR NTU6232GKV 115V / 60HZ 404A | 595
30669 | GUIA ECO 110 INFERIOR IZQ | LOWER LEFT DOOR GUIDE | ECO 110 GUIDA INFERIORE IZQ | GUIDE INFÉRIEUR GAUCHE ECO 110 | 19
30670 | GUIA ECO 110 INFERIOR DCHA | LOWER RIGHT DOOR GUIDE | GUIDA ECO 110 INFERIORE DESTRA | GUIDE INFÉRIEUR DROIT ECO 110 | 19
30671 | REMATE PUERTA ECO 110 IZQ | FINISH DOOR ECO 110 LEFT | REMATE DOOR ECO 110 IZQ | PORTAIL GAUCHE ECO 110 | 13
30672 | REMATE PUERTA ECO 110 DCHA | FINISH DOOR ECO 110 RIGHT | PORTA REMATA ECO 110 DCHA | PORTAIL DROIT ECO 110 | 13
30673 | TIRADOR PUERTA ECO 110 DELANTERO | ECO 110 FRONT DOOR HANDLE | MANIGLIA PORTA ECO 110 ANTERIORE | POIGNÉE AVANT PORTE ECO 110 | 10
30674 | TIRADOR PUERTA ECO 110 TRASERO | ECO 110 REAR DOOR HANDLE | MANIGLIA PORTA ECO 110 POSTERIORE | POIGNÉE ARRIÈRE PORTE ECO 110 | 10
30676 | CHAPA PUERTA ECO 110 INOX (30676CT) |  | LAMIERA INOX PUERTA ECO 110 | TÔLE INOX PORTE ECO 110 | 31
30681 | RAMPA CAIDA HIELO MR | ICE FALL RAMP MR | RAMPA DI CADUTA DI GHIACCIO MR | RAMPE DE CHUTE DE GLACE MR | 18
30682 | TAPON AISLAMIENTO CUERPO DISTRIBUIDOR MS22 | WATER DISTRIBUTOR PROTECTION | MS22 SPINA DI ISOLAMENTO DEL CORPO DISTRIBUTORE | MS22 BOUCHON D ISOLATION CORPS DISTRIBUTEUR | 8
30683 | TAPON AISLAMIENTO CUERPO EVAPORADOR MS22 | EVAPORATOR BODY INSULATION CAP MS22 | MS22 SPINA ISOLANTE CORPO EVAPORATORE | MS22 BOUCHON ISOLANT CORPS ÉVAPORATEUR | 8
30684 | TUBO IMPULSION MS22 SUPERIOR | IMPULSION PIPE MS22 SUPERIOR | MS22 TUBO IMPULSIONE SUPERIORE | MS22 TUBE D IMPULSION SUPÉRIEUR | 21
30690 | CURVA EVAPORADOR MS22 | EVAPORATOR CURVE MS22 | MS22 CURVA EVAPORATORE | MS22 COUDE ÉVAPORATEUR | 8
30692 | COMPRESOR NT6224GKV (20.44CC) R404 115V/60HZ (CSR) | COMPRESSOR NT6224GKV (20.44CC) R404 115V/60HZ (CSR) | COMPRESSORE NT6224GKV (20.44CC) R404 115V / 60HZ (CSR) | COMPRESSEUR NT6224GKV (20.44CC) R404 115V / 60HZ (CSR) | 560
30694 | TAPA SILO S1050 (IQ1100) (30694CT) |  | BIN LID S1050 (IQ1100) | COUVERCLE BAC S1050 (IQ1100) | 135
30695 | 3335EL/4S REGULADORA PRESION EVAPORACION CO2 1/2" ODS PS=45BAR | 3335EL/4S EVAPORATING PRESSURE REGULATOR CO2 1/2" ODS PS=45BAR | "3335EL / 4S REGOLATTORE DI PRESSIONE PER EVAPORAZIONE CO2 1/2 ""ODS PS = 45BAR" | RÉGULATEUR DE PRESSION D'ÉVAPORATION CO2 1/2" ODS PS = 45BAR (3335EL / 4S) | 487
30696 | REPUESTO PRESOSTATO CONDENSACION |  | PRESSIONE DI CONDENSAZIONE DI RICAMBIO | PRESSION DE CONDENSATION DE RECHANGE | 16
30712 | TORN. FASTITE FT85Z POZI 4X7 ZINC (no usar) |  | VIOLENTO. FASTITE FT85Z POZI 4X7 ZINCO (non utilizzare) | VIS FASTITE FT85Z POZI 4X7 ZINC (non utiliser) | 2
30722 | ARANDELA DIN 9021 M-5 INOX A2 (5.3X15X1.2) | ARAND. DIN 9021 M-5 INOX A2 (5.3X15X1.2) | RONDELLA. DIN 9021 M-5 INOX A2 (5.3X15X1.2) | RONDELLE DIN 9021 M-5 INOX A2 (5.3X15X1.2) | 8
30730 | TAPA SILO B-500 / S-220 (MS22) (30730CT) | BIN COVER B-500 / S-220 (MS22) | BIN COVER B-500 / S-220 (MS22) | COUVERCLE BAC B-500 / S-220 (MS22) | 79
30741 | SOPORTE CUADRO MS22 (30741CT) | FRAME SUPPORT MS22 | MS22 SUPPORTO DA TAVOLA | SUPPORT DE TABLE MS22 | 3
30742 | PUENTE DCHO MS22 (30742CT) | RIGHT BRIDGE MS22 | MS22 PONTE DESTRO | PONT DROIT MS22 | 6
30745 | TIRANTE DELANTERO MS22 (30745RB) | FRONT STAY MS22 | SPALLA ANTERIORE MS22 | ÉPAULE AVANT MS22 | 11
30746 | TRASERA MS22 (30746CT) | REAR MS22 | POSTERIORE MS22 | ARRIÈRE MS22 | 11
30747 | LATERAL DCHO MS22 (30747CT) | RIGHT SIDE MS22 | LATO LATO MS22 | CÔTÉ DROIT MS22 | 21
30748 | LATERAL IZDO MS22 (30748CT) | LEFT SIDE PANEL MS22 | LATO SINISTRO MS22 | CÔTÉ GAUCHE MS22 | 21
30755 | CONJUNTO SOLDADO INTERCAMBIADOR 50x360 (cód. 7770) |  | GRUPPO SALDATO SCAMBIATORE 50x360 (codice 7770) | ENSEMBLE SOUDÉ ÉCHANGEUR 50x360 (code 7770) | 114
30756 | LLAVE SECCIONADORA 3/8 CASTEL 6420/3 |  | CHIAVE SEZIONE 3/8 CASTEL 6420/3 | CLÉ SECTION 3/8 CASTEL 6420/3 | 59
30757 | LLAVE SECCIONADORA 1/2 CASTEL 6420/4 |  | CHIAVE SEZIONALE 1/2 CASTEL 6420/4 | CLÉ SECTION 1/2 CASTEL 6420/4 | 63
30781 | TUBO DESAGUE 20x20 NGQ150 (650MM) |  |  | TUBE DE DRAIN 20x20 NGQ150 (650MM) | 40
30782 | ARANDELA DIN 127 M-8 GROVER INOX | ARAND. DIN 127 M-8 GROVER INOX | Arand. DIN 127 M-8 GROVER INOX | IS FASTITE FT85Z POZI 4X7 ZINC (non utiliser) | 3
30784 | RESTRICTOR 7 mm SPIKA MS22 | WATER FLOW RESTRICTOR 7mm | RESTRICTOR SPIKA MS22 7 mm | RÉDUCTEUR SPIKA MS22 7 MM | 30
30789 | ARANDELA BASE DUCHA MR | SPRAY NUZZLE WASHER | RONDELLA BASE DOCCIA MR | RONDELLE BASE DOUCHE MR | 1
30792 | BASE CAJA ELÉCTRICA NIQ | BASE ELECTRICAL BOX NIQ | BASE SCATOLA ELETTRICA NIQ | BASE BOÎTIER ÉLECTRIQUE NIQ | 21
30793 | ETIQUETA ICE TECH CORTE E IMPRESION 110x16 mm MARCA | ICE TECH LABEL CUT AND PRINT 110x16 mm BRAND | ETICHETTA ICE TECH TAGLIO E TAMPA 110x16 mm MARCHIO | ÉTIQUETTE ICE TECH DÉCOUPE ET IMPRESSION 110X16 MM MARQUE | 11
30796 | MARCA ETIQUETA VITRINA ICE TECH LASER 110x16mm |  | ETICHETTA MARCHIO ICE TECH LASER 111 * 25mm | ÉTIQUETTE MARQUE ICE TECH LASER 111 * 25 MM | 18
30798 | OMEGA REFUERZO NGQ150 (664 mm) (30798CT) |  |  | OMEGA RENFORT NGQ150 (664 mm) (30798CT) | 22
30801 | TORN. DIN 933 M-5X16 INOX |  |  |  | 4
30802 | ABRAZADERA CLIP W4 INOX 16 (16.5 - 18) | JUBILEE CLIP W4 INOX 16 (16.5 - 18) | FASCETTA CLIP W4 INOX 16 (16.5 - 18) | COLLIER CLIP W4 INOX 16 (16.5 - 18) | 3
30803 | PERFIL RECT. 10X2 SILICONA NEGRA ADHESIVA FDA 21.177.2600 | STRAIGHT PROFILE 10X2 BLACK ADHESIVE SILICONE FDA 21.177.2600 | PROFILO RETTO ADESIVO NERO SILICONE 10X2 FDA 21.177.2600 | PROFILÉ DROIT ADHÉSIF NOIR SILICONE 10X2 FDA 21.177.2600 | 13
30847 | DEFLECTORA SILO S22 (30847CT) | BIN DEFLECTOR S22 | DEFLETTORE BIN S22 | DÉFLECTEUR BAC S22 | 21
30850 | CONEXION SALIDA DESAGÜE | DRAIN FORCE FITTING | COLLEGAMENTO USCITA SCARICO | CONNEXION SORTIE VIDANGE | 9
30853 | ANGULO INTERIOR TAPA SILO S22 (30853CT) | BIN COVER INTERIOR ANGLE S22 | COPERTURA IN BIN PER ANGOLO INTERNO S22 | COUVERCLE BAC POUR ANGLE INTERNE S22 | 15
30854 | PALET SILO S22 |  |  |  | 47
30855 | TUBO ACOMETIDA AGUA NIQ | WATER SUPPLY PIPE NIQ | TUBO NIQ ACCESSO ALL'ACQUA | TUBE NIQ ACCÈS À L'EAU | 20
30856 | TUBO DESAGUE NIQ | DRAIN PIPE NIQ | NIQ DRAIN TUBE | TUBE DE VIDANGE NIQ | 12
30861 | TAPA CAJA ELECTRICA MS C/CONECTORES | ELECTRIC BOX COVER | COPERCHIO SCATOLA ELETTRICA MS C / CONNETTORI | COUVERCLE BOÎTIER ÉLECTRIQUE MS AVEC CONNECTEURS | 8
30868 | BANCADA U/C MS22 (30868CT) | CONDENSING UNIT BENCH MS22 | BANK U / C MS22 | BANQUE U / C MS22 | 9
30875 | SOPORTE MOTOR VOLTEADOR NGQ150 IZDA (30875RB) |  | NGQ150 SUPPORTO MOTORE PER TORNITURA IZDA | NGQ150 SUPPORT MOTEUR POUR TOURNAGE GAUCHE | 5
30877 | CAPSULA CIERRE TUERCA 1/2" (222372) | CLOSED CAPSULE 1/2 | 1/2 "DADO CHIUSURA DADO (222372) | ÉCROU DE FERMETURE 1/2" (222372) | 2
30889 | REDUCTOR ICE 3R NIQ 0.18KW 220V 50/60HZ |  | ICE 3R NIQ REDUCER 0.18KW 220V 50 / 60HZ | RÉDUCTEUR ICE 3R NIQ 0.18KW 220V 50 / 60HZ | 1351
30908 | TAPA REJILLA LATERAL MS22 (30908CT) | MS22 SIDE GRILL LID | MS22 COPERCHIO GRIGLIA LATERALE | MS22 COUVERCLE GRILLE LATÉRALE | 7
30910 | TORN. CH88H 3.9X25 CINC. NEGRO (9N3925CH88H) | SCREW CH88H 3.9Z25 ZINC BLACK | VITE. CH88H 3.9X25 ZINC. NERO (9N3925CH88H) | VIS CH88H 3.9X25 ZINC NOIR (9N3925CH88H) | 3
30912 | EVD MINI 115/230V C/DISPLAY (EVDM011N01) |  | EVD MINI 115 / 230V C / DISPLAY (EVDM011N01) | EVD MINI 115 / 230V AVEC AFFICHAGE (EVDM011N01) | 190
30914 | TRANS. PRESION 0-5V / -1...9.3 BAR 7/16 HEMBRA |  | TRANS. PRESSIONE 0-5V / -1 ... 9.3 BAR 7/16 FEMMINA (SPKT0013P1) | TRANSDUCTEUR DE PRESSION 0-5V / -1 ... 9.3 BAR 7/16 FEMELLE (SPKT0013P1) | 285
30915 | CABLE TRANS. PRESION L=2M |  | CAVO TRANS PRESSIONE L = 2M (SPKC002510) | CÂBLE TRANSDUCTEUR DE PRESSION L = 2M (SPKC002510) | 31
30916 | TRANS. PRESION 0-5V / 0...34.5 BAR 7/16 HEMBRA |  | TRANS. PRESSIONE 0-5 V / 0 ... 34,5 BAR 7/16 FEMMINA (SPKT0033P1) | TRANSDUCTEUR DE PRESSION 0-5 V / 0 ... 34,5 BAR 7/16 FEMELLE (SPKT0033P1) | 285
30920 | CONECTOR HEMBRA DINKLE 5ESDPL-08P |  | CONNETTORE FEMMINA DINKLE 5ESDPL-08P | CONNECTEUR FEMELLE DINKLE 5ESDPL-08P | 16
30921 | CONECTOR HEMBRA DINKLE 5ESDPL-09P | DINKLE FEMALE CONNECTOR 5ESDPL-09P | CONNETTORE FEMMINA DINKLE 5ESDPL-09P | CONNECTEUR FEMELLE DINKLE 5ESDPL-09P | 18
30924 | VALVULA SOLENOIDE CO2 3/8" 1028EL/3S |  | ELETTROVALVOLA CO2 3/8 "1028EL / 3S | ÉLECTROVANNE CO2 3/8" 1028EL / 3S | 85
30925 | BOBINA VALVULA SOLENOIDE C02 220VAC 50/60HZ |  | ELETTROVALVOLA BOBINA C02 220VAC 50 / 60HZ 9320 / RA6 | BOBINE ÉLECTROVANNE CO2 220VAC 50 / 60HZ 9320 / RA6 | 79
30926 | CONECTOR PARA BOBINA SOLENOIDE (30925) 9150/R02 |  |  |  | 7
30927 | VALVULA RETENCION CO2 3/8" 3132EW/3 |  | VALVOLA DI RITENZIONE CO2 3/8 "3132EW / 3 | VANNE DE RETENUE CO2 3/8" 3132EW / 3 | 102
30933 | CONECTOR HEMBRA DINKLE 5ESDPL-06P |  | CONNETTORE FEMMINA DINKLE 5ESDPL-06P | CONNECTEUR FEMELLE DINKLE 5ESDPL-06P | 13
30941 | ABRAZADERA CLIP W4 INOX 11 (11,6 - 12,3) |  |  | ABRAZADERA CLIP W4 INOX 11 (11,6 - 12,3) | 4
30947 | BOMBA DOSIFICADORA DE SAL SCALA 50 |  | POMPA DOSAGGIO SALE SCALA 50 | POMPE DE DOSAGE SEL SCALA 50 | 1315
30962 | RODAMIENTO EJE INFERIOR | BEARING PULLING PAD | CUSCINETTO ASSALE INFERIORE | PALIER D'ESSIEU INFÉRIEUR | 67
30963 | CONJUNTO EJE PRINCIPAL 1-3TN (01010061) | MAIN SHAFT ASSEMBLY | 1-3TN ASSEMBLEA ASSALE PRINCIPALE (01010061) | ENSEMBLE ESSIEU PRINCIPAL 1-3TN (01010061) | 2473
30964 | MUELLE REFORZADO BASCULANTE PARO IQ |  | MOLLA RINFORZATA MOLLA IO | RESSORT RENFORCÉ | 11
30966 | CAJA RODAMIENTO INFERIOR SCALA 1-2-3 TN |  | SCATOLA CUSCINETTI INFERIORI (01020013) SCALA 1-2-3 TN | BOÎTIER DE PALIER INFÉRIEUR (01020013) SCALA 1-2-3 TN | 696
30967 | ARANDELA RODAMIENTO INFERIOR SCALA 1-2-3 TN |  | RONDELLA INFERIORE CUSCINETTO (01020015) SCALA 1-2-3 TN | RONDELLE INFÉRIEURE PALIER (01020015) SCALA 1-2-3 TN | 37
30968 | CAJA RODAMIENTO SUPERIOR SCALA 1-2-3 TN |  | SCATOLA CUSCINETTI SUPERIORI (01020046) SCALA 1-2-3 TN | BOÎTIER DE PALIER SUPÉRIEUR (01020046) SCALA 1-2-3 TN | 696
30969 | TAPA RODAMIENTO SUPERIOR (01020052) SCALA 1-2-3 TN |  | COPERCHIO SUPERIORE (01020052) SCALA 1-2-3 TN | COUVERCLE SUPÉRIEUR (01020052) SCALA 1-2-3 TN | 75
30971 | TORN. DIN 933 M-6X25 INOX |  | RONDELLA (01020053) SCALA 1-2-3 TN | RONDELLE (01020053) SCALA 1-2-3 TN | 19
30972 | FIJACION ARANDELA 1 (01020054) SCALA 1-2-3 TN |  | RONDELLA DI FISSAGGIO 1 (01020054) SCALA 1-2-3 TN | RONDELLE DE FIXATION 1 (01020054) SCALA 1-2-3 TN | 10
30975 | BANCADA U/C MS400 W (30975CT) | BASE PLATE C/U W 400 | BANK U / C MS400 W | BANQUE U / C MS400 W | 12
30976 | TORN. DIN 912 M-10X30 ZINCADO | DIN 912 M-10X30 ZINC PLATED SCREW | VIOLENTO. ZINCADO DIN 912 M-10X30 | VIS ZINGUÉE DIN 912 M-10X30 | 1
30987 | FIJACIÓN CONECTOR SELLADO PARKER 5700-22-6S |  | FISSAZIONE CONNETTORE SIGILLATO PARKER 5700-22-6 | FIXATION CONNECTEUR SCELLÉ PARKER 5700-22-6 | 6
30991 | FOTOCELULA (PARO SCALA) | PHOTOCELL | FOTOCELLULA E3JM-DS70M4T-G CHI (STOP SCALA) | PHOTOCELLULE E3JM-DS70M4T-G CHI (ARRÊT SCALA) | 514
30996 | FIJACIÓN CONECTOR SELLADO PARKER 5700-22-10S |  | FISSAZIONE CONNETTORE SIGILLATO PARKER 5700-22-12 | FIXATION CONNECTEUR SCELLÉ PARKER 5700-22-12 | 6
31003 | PUENTE IZDO MS 200/440 REMOTE LINE SETS (31003RB) |  | PONTE SINISTRA MS 200/440 SET DI LINEE REMOTE | PONT GAUCHE MS 200/440 ENSEMBLE LIGNES DISTANTES | 17
31004 | PUENTE IZDO MS 400/880 REMOTE LINE SETS (31004RB) |  | SET DI LINEE REMOTE BRIDGE SINISTRA BRIDGE MS 400/880 | ENSEMBLE LIGNES DISTANTES PONT GAUCHE MS 400/880 | 13
31005 | CASQUILLO FIJACION GUIA PUERTA ECO | ECO DOOR GUIDE FIXING CAP | TAPPO DI FISSAGGIO GUIA PUERTA ECO | BOUCHON DE FIXATION GUIDE PORTE ECO | 8
31014 | VALV.EMERSON SOL 3/8'' 200 RB 3T3 Kv 0.4 (801239) | EMERSON SOLENOID VALVE 3/8" 200RB 3T3KV 0.4 | VALV.EMERSON SOL 3/8 '' 200 RB 3T3 Kv 0.4 (801239) | VANNE EMERSON SOL 3/8'' 200 RB 3T3 Kv 0.4 (801239) | 176
31015 | PILAR VÁLVULAS MS500 LINE SETS (31015RB) |  | VALVOLE A PILLOLA SERIE MS500 LINE | VALVES À PILULE SÉRIE MS500 LINE | 6
31016 | PILAR VALVULAS MS1000 LINE SETS (31016RB) |  | VALVOLE A PILLOLA SERIE MS1000 | VALVES À PILULE SÉRIE MS1000 | 9
31020 | SOPORTE FIJACION TIRANTE DISPENSADOR (31020RB) | DISPENSER STRAP FIXING SUPPORT | SUPPORTO FISSAGGIO TIRANTE DISTRIBUTORE | SUPPORT DE FIXATION TIRANT DISTRIBUTEUR | 12
31021 | TORNILLO CAUTIVO 12-P-305 | CAPTIVE SCREW 12-P-305 | VITE IMPERDIBILE 12-P-305 | VIS IMPERDABLE 12-P-305 | 12
31022 | RETÉN TORNILLO CAUTIVO 12-6-1 | CAPTIVE SCREW RETAINER 12-6-1 | FERMO VITE IMPERDIBILE 12-6-1 | BUTÉE VIS IMPERDABLE 12-6-1 | 12
31060 | COMPRESOR 220V-50/60HZ/III (53.2CC) |  | TFH2480Z F1 TU COMPRESSORE "K" 220V-50 / 60HZ / III (53.2CC) (BP) | TFH2480Z F1 TU COMPRESSEUR "K" 220V-50 / 60HZ / III (53.2CC) (BP) | 1103
31073 | PIÑON TRITURADOR TR3/5 (32313) |  | CRUSHER CRUSHER TR3 / 5 (32313) | BROYEUR TR3 / 5 (32313) | 262
31074 | BOBINA VAL.G.C. ASC3 120V/50(60) HZ (801078) |  | BOBINA VAL.G.C. ASC3 120V / 50 (60) HZ (801078) | BOBINE VANNE G.C. ASC3 120V / 50 (60) HZ (801078) | 95
31090 | FRENTE SUPERIOR DISPENSADOR 22" (31090RB) |  |  | FÂNEAU SUPÉRIEUR DISTRIBUTEUR 22" (31090RB) | 39
31091 | TRASERA DISPENSADOR 22" (31091CT) |  |  | ARRIÈRE DISTRIBUTEUR 22" (31091CT) | 11
31093 | LATERAL DCHO DISPENSADOR 22" (31093CT) |  |  | LATÉRAL DROIT DISTRIBUTEUR 22" (31093CT) | 165
31094 | LATERAL IZDO DISPENSADOR 22" (31094CT) |  |  | LATÉRAL GAUCHE DISTRIBUTEUR 22" (31094CT) | 165
31099 | COMPRESOR CAJ9510Z (AJ2) "H" 18.3cc 208/220-60Hz(2027) (AJKZB1HF603A06-M) | COMPRESSOR CAJ9510Z (AJ2) "H" 18.3cc 208/220-60Hz | COMPRESSORE CAJ9510Z (AJ2) "H" 18.3cc 208 / 220-60Hz (2027) (AJKZB1HF603A06-M) | COMPRESSEUR CAJ9510Z (AJ2) "H" 18.3cc 208/220-60Hz(2027) (AJKZB1HF603A06-M) | 777
31114 | REJILLA EXPULSORA NG20 INY. | CUBE SLIDE GRILL 20 (WHITE) | GRIGLIA ESPULSIVA NG20 INY. | GRILLE EXPELLOIR NG20 INY. | 30
31145 | CHAPA PUERTA ECO 110 NEGRO (31145CT) | BLACK DOOR PANEL ECO 110 | COPERTURA PORTA ECO 110 NERO | PLAQUE PORTE ECO 110 NOIR (31145CT) | 20
31158 | TAPA SILO SCD ENTERA (SCALA 1000 COMPACTA) (31158CT) |  | COPERCHIO ARGENTO SCD INTERO (SCALA 1000 COMPACT) | TABLE SCALA 1000 COMPACT 220/60 III | 266
31161 | MAGNETOTÉRMICO BKJ63N 3P C25A |  | MAGNETOTHERMAL BKN 3P C25A | COUVERCLE ARGENTÉ SCD ENTIER (SCALA 1000 COMPACT) | 70
31176 | MUELLE PULSADOR DISPENSADOR | DISPENSER PUSHBUTTON SPRING | PULSANTE DISPENSER A MOLLA | MAGNÉTOTHERMIQUE BKN 1P C10A | 9
31181 | CARTELA FRENTE SUPERIOR CAPUCHÓN 22 (31181CT) | UPPER FRONT CARD WITH HOOD 22 | CARRELLO SUPERIORE ANTERIORE DI CAPONTÓN 22 | PINCE AUSTRALIENNE DROITE 10A H05VV-F 3G1MM 2.5M | 8
31182 | U TABIQUE CUBA NG140 (31182RB) |  | U TABIQUE BASCA NG140 | CHARIOT SUPÉRIEUR AVANT DE CAPONTÓN 22 | 15
31190 | TAPA SILO SC1 PARTE DESMONTABLE (31190CT) | UNFIXED COVER SIDE | COPERCHIO BIN SC1 PARTE RIMOVIBILE | COUVERCLE BAC SC1 (MS-MDP) PARTIE FIXE | 32
31208 | TAPA SILO SCD ENTERA (SCALA 1000-3000 SPLIT) (31208CT) |  | COPERCHIO ARGENTO SCD INTERO (SCALA 1000-3000 SPLIT) | BOBINE NEV-MOAC507B1 100V / 50-60HZ | 229
31237 | PILAR ACOMETIDA NG-20 (DEPOSITO) (31237CT) |  | PILLAR ACCESSED NG-20 (DEPOSIT) | VIDE | 3
31238 | SOPORTE REGLETA NG-20 DEPOSITO (31238CT) |  | SUPPORTO SUPPORTO DEPOSITO NG-20 | PILIER ACCÈS NG-20 (DÉPÔT) | 8
31239 | REGLETA OK501 4 POLOS (G+E) LATON (KOR00137) 2 FASTON |  | OK501 RULLO IN OTTONE A 4 POLI (G + E) (KOR00137) 2 FASTON | SUPPORT SUPPORT DÉPÔT NG-20 | 6
31240 | TAPA REGLETA OK500 4 POLOS (KOR00131) |  | OK500 COPERCHIO REGLET A 4 POLI (KOR00131) | OK501 ROULEAU EN LAITON À 4 PÔLES (G + E) (KOR00137) 2 FASTON | 9
31247 | AISLAMIENTO EVAP. NIQ 300 |  | ISOLAMENTO EVAP. NIQ 300 |  | 67
31259 | CAJA SENSOR PARO | STOP SENSOR BOX | ARRESTA SCATOLA SENSORE | ASPIRATION NDP20 100-50 (V2) | 7
31263 | GRIFO FRIO PARA RAB20 (2781811) |  | RUBINETTO A FREDDO PER RAB20 (2781811) | ARRÊT BOÎTIER CAPTEUR | 105
31265 | VALVULA A BOLA SOLDAR 7/8" |  | VALVOLA SFERA A SALDARE 7/8 ""CASTEL 6590/7 (580821)" | ROBINET FROID POUR RAB20 (2781811) | 136
31271 | LAMA EXTERIOR DOBLE CORTA | DOUBLE SHORT EXTERNAL LATTICE | BANDIERINA EXTERNA DOPPIA PICCOLA | BANDERINE EXTÉRIEURE DOUBLE PETITE | 8
31277 | REFRIGERANTE R290 | REFRIGERANT R290 UN 1978 |  | RÉFRIGÉRANT R290 | 196
31300 | COMPRESOR EMT6144U (4.5CC) CSIR 220-240/50 R290 | COMPRESSOR EMT6144U (4.5CC) CSIR 220-240/50 R290 | COMPRESSORE EMT6144U (4.5CC) CSIR 220-240 / 50 R290 | COMPRESSEUR EMT6144U (4.5CC) CSIR 220-240 / 50 R290 | 230
31301 | COMPRESOR EMT6152U (5.2CC) CSIR 220-240/50 R290 | COMPRESOR NEU6220U (16.8CC) CSR 220-240/50 R290 | COMPRESSORE EMT6152U (5.2CC) CSIR 220-240 / 50 R290 | COMPRESSEUR EMT6152U (5.2CC) CSIR 220-240 / 50 R290 | 255
31307 | COMPRESOR NEU6220U (16.8CC) CSR 220-240/50 R290 | COMPRESSOR NEU6220U (16.8CC) CSR 220-240/50 R290 | COMPRESSORE NEU6220U (16.8CC) CSR 220-240 / 50 R290 | COMPRESSEUR NEU6220U (16.8CC) CSR 220-240 / 50 R290 | 370
31308 | COMPRESOR NT6222U (20.4CC) CSR 220-240/50 R290 |  | COMPRESSORE NT6222U (20.4CC) CSR 220-240 / 50 R290 | COMPRESSEUR NT6222U (20.4CC) CSR 220-240 / 50 R290 | 548
31309 | COMPRESOR 220-240/50 R290 | COMPRESOR 4.24CC 220/240-50HZ | COMPRESSORE 220-240/50 R290 | COMPRESSEUR 220-240/50 R290 | 621
31320 | TAPA SILO SC1 (IQ) PARTE FIJA (31320CT) | FIXED COVER SIDE | COPERCHIO BIN SC1 (IQ) PARTE FISSA | COUVERCLE BAC SC1 (IQ) PARTIE FIXE | 91
31340 | COMPRESOR NTU6234GKV 208-230/60 404A (23.74CC) CSCR | COMPRESSOR NTU6234GKV 208-230/60 404A (23.74CC) CSCR | COMPRESSORE NTU6234GKV 208-230 / 60 404A (23.74CC) CSCR | COMPRESSEUR NTU6234GKV 208-230 / 60 404A (23.74CC) CSCR | 618
31390 | BRAZO REDUCTOR SCALA 2 TN (01020036) |  | SCALA 2 TN REDUCING ARM (01020036) | BRAS RÉDUCTEUR SCALA 2 TN (01020036) | 202
31402 | UNION TRASERA MS1500 TWIN (31402CT) |  | UNIONE POSTERIORE MS1500 TWIN | UNION ARRIÈRE MS1500 TWIN | 6
31403 | UNION PUENTES MS1500 TWIN (31403RB) |  | PONTI DELL'UNIONE MS1500 TWIN | PONTS D'UNION MS1500 TWIN | 7
31404 | TAPA SILO S900 (MS TWIN) (31404CT) |  | BIN LID S900 (MS TWIN) | COUVERCLE BAC S900 (MS TWIN) | 119
31411 | TAPAS TRANSPARENTES EVAPORADOR SCALA 5/10 TN (01050016) |  | SCALA 5000 EVAPORATOR COVER TRASPARENTE (01050016) 1/2 | SCALA 5000 COUVERCLE ÉVAPORATEUR TRANSPARENT (01050016) 1/2 | 269
31415 | TORNILLO INFERIOR(SEPARADOR) BRAZO REDUCTOR SCALA 5000 (01050021) |  | VITE INFERIORE (SEPARATORE) BRACCIO DI RIDUZIONE SCALA 5000 (01050021) | VIS INFÉRIEURE (SÉPARATEUR) BRAS DE RÉDUCTION SCALA 5000 (01050021) | 86
31417 | RESTRICTOR 6.5 mm SPIKA MS22 |  | RESTRICTOR SPIKA MS22 6,5 mm | RÉDUCTEUR SPIKA MS22 6,5 MM | 15
31425 | ROMPE HIELOS ESCAMAS NIQ500 | NIQ500 FLAKE ICE BREAKER | ROTTURA DI BILANCE DI GHIACCIO NIQ500 | RUPTURE DE BALANCES DE GLAÇONS NIQ500 | 74
31429 | VALVULA SOLENOIDE EVR6 3/8" R |  |  | VANNE SOLÉNOÏDE EVR6 3/8" R | 183
31430 | VÁLVULA ANTI-RETORNO AGUA DCX07 | BACK FLOW PREVENTER VALVE | VALVOLA ANTIRITORNO DELL'ACQUA | VANNE ANTIRETOUR D'EAU | 78
31435 | ALETA DE TOPE Q 20-30-40 CORTADA (11) | STOP FLAP Q 20-30-40 CUT (11) | ALETTA TOP Q 20-30-40 TAGLIATA (11) | AILETTE SUPÉRIEURE Q 20-30-40 DÉCOUPÉE (11) | 9
31444 | DISTRIBUIDOR DES-GC C/PRESOSTATO | PRESSURE SWITCH COLLECTOR | DISTRIBUTTORE MAN.-GC C / PRESOST. 1/4 ""X1 / 4""" | DISTRIBUTEUR MAN.-GC AVEC PRESSOSTAT 1/4" X 1/4" | 15
31450 | COMPRESOR (5.45CC) CSIR 115/60 R290 | COMPRESSOR |  | COMPRESSEUR (5.45CC) CSIR 115/60 R290 | 275
31451 | COMPRESOR (6.2CC) CSIR 115/60 R290 | COMPRESSOR |  | COMPRESSEUR (6.2CC) CSIR 115/60 R290 | 281
31452 | COMPRESOR (7.28CC) CSIR 115/60 R290 | COMPRESSOR |  | COMPRESSEUR (7.28CC) CSIR 115/60 R290 | 287
31454 | COMPRESOR (12.12CC) CSIR 115/60 R290 | COMPRESSOR |  | COMPRESSEUR (12.12CC) CSIR 115/60 R290 | 342
31457 | COMPRESOR NT6222U (20.4CC) CSR 115/60 R290 | COMPRESSOR |  | COMPRESSEUR NT6222U (20.4CC) CSR 115/60 R290 | 568
31458 | COMPRESOR (22.4CC) CSR 208-230/60 R290 |  |  | COMPRESSEUR (22.4CC) CSR 208-230/60 R290 | 621
31464 | PILAR DELANTERO DCHO NIQ (31464RB) | RIGHT FRONT PILLAR NIQ | PILASTRO ANTERIORE DESTRO NIQ | PILIER AVANT DROIT NIQ | 11
31465 | PILAR DELANTERO IZQ NIQ (31465RB) | LEFT FRONT PILLAR NIQ | PILASTRO ANTERIORE IZQ NIQ | PILIER AVANT GAUCHE NIQ | 11
31466 | PILAR TRASERO DCHO NIQ (31466RB) | RIGHT REAR PILLAR NIQ | PILASTRO POSTERIORE DESTRO NIQ | PILIER ARRIÈRE DROIT NIQ | 10
31467 | PILAR TRASERO IZQ NIQ (31467RB) | REAR LEFT PILLAR NIQ | PILASTRO POSTERIORE IZQ NIQ | PILIER ARRIÈRE GAUCHE NIQ | 12
31468 | CARTELA PILAR NIQ (31468RB) | PILLAR NIQ CARD | CARTA PILASTRO NIQ | CARTE PILIER NIQ | 8
31469 | CARTELA PILAR SIMÉTRICA NIQ (31469RB) | NIQ SYMMETRICAL PILLAR CARD | SCHEDA PILASTRO SINTETICA NIQ | CARTE PILIER SYNTHÉTIQUE NIQ | 9
31470 | TIRANTE LATERAL NIQ (31470RB) | SIDE BRACE NIQ | NIQ SIDE STRIP | BAGUETTE LATÉRALE NIQ | 10
31472 | TIRANTE TRASERO NIQ (31472RB) | REAR SUPPORT NIQ | CINGHIA POSTERIORE NIQ | COURROIE ARRIÈRE NIQ | 12
31476 | TRASERA NIQ (31476CT) | REAR NIQ | NIQ POSTERIORE | ARRIÈRE NIQ | 27
31477 | SUJECION CUBETA NIQ 300 (31477RB) | NIQ 300 TRAY FIXING | SUPPORTO TUBO NIQ 300 | SUPPORT TUBE NIQ 300 | 10
31483 | SOPORTE CAJA PLACA GENERAL NIQ (31483RB) | GENERAL PLATE BOX SUPPORT NIQ | SUPPORTO GENERALE NIQ BOX BOX | SUPPORT GÉNÉRAL BOÎTIER NIQ | 9
31484 | SOPORTE MOTOR REDUCTOR NIQ CUÑAT (31484RB) |  |  |  | 19
31495 | RESORTE GAS INOX NITRIDER S06DAD0050 | RESORT GAS INOX | NITRIDER INOX GAS A MOLLA S06DAD0050 | VÉRIN À GAZ INOX NITRIDER S06DAD0050 | 142
31508 | MUELLE PARADA MAQUINA (0'9MM) (0302O0008) | STOP MACHINE SPRING | MOLLA FERMO MACCHINA (0'9MM) (0302O0008) | RESSORT DE VERROUILLAGE MACHINE (0'9MM) (0302O0008) | 5
31511 | SOPORTE BOMBA NG20 110/50 (31511RB) |  | SUPPORTO POMPA NG20 110/50 | SUPPORT POMPE NG20 110/50 | 6
31513 | PERFIL 20X10 (L=45) ADHESIVADO 1C SILICONA BLANCO ROTO DUREZA 10º SH+-5 | PROFILE 20X10 (L=45) ADHESIVE 1C SILICONE OFF WHITE HARDNESS 10º SH+-5 | PROFILO 20X10 (L = 45) ADESIVO 1C SILICONE BIANCO DUREZZA ROTTA 10º SH + -5 | PROFILÉ 20X10 (L = 45) ADHÉSIF 1C SILICONE BLANC DURETÉ 10º SH 5 | 10
31519 | JUNTA CUBA AGUA A EVAPORADOR SCALA 5TN (01050002) |  | SCHEDA BASCA ACQUA PER EVALATORE SCALA 5TN (01050002) | CARTE BAC D'EAU POUR ÉVAPORATEUR SCALA 5TN (01050002) | 57
31521 | VALVULA EXPANSION ORIF.1 (R290) 1/4X1/2 | EXPANSION VALVE | VALVOLA ESPANSIONE ORIF.1 (R290) 1/4X1/2 | VANNE D'EXPANSION ORIF.1 (R290) 1/4X1/2 | 139
31523 | VALVULA EXPANSION ORIF.3 (R290) 1/4X1/2 | EXPANSION VALVE | VALVOLA ESPANSIONE ORIF.3 (R290) 1/4X1/2 | VANNE D'EXPANSION ORIF.3 (R290) 1/4X1/2 | 133
31524 | VALVULA EXPANSION ORIF.4 (R290) 1/4X1/2 | EXPANSION VALVE | VALVOLA ESPANSIONE ORIF.4 (R290) 1/4X1/2 | VANNE D'EXPANSION ORIF.4 (R290) 1/4X1/2 | 139
31531 | CONDENSADOR 8X3 S/B 220MM | AIR CONDENSER 8X3 |  | CONDENSEUR 8X3 S/B 220MM | 100
31539 | TUBO EPDM 70º SH CONEXION COLECTOR 15X20X58 |  | COLLETTORE PER CONNETTORE SH 70º SH TUBO EPDM 15X20X58 | COLLECTEUR POUR CONNECTEUR SH 70º SH TUBE EPDM 15X20X58 | 7
31544 | CLIP PLACA CB SPT-DUAL LOCK-NATURAL (DLCBS8-3-01) | ELECTRONIC BOARD CLIP | CLIP PLACCA CB SPT-DUAL LOCK-NATURAEL (DLCBS8-3-01) | CLIP PLAQUE CB SPT-DUAL LOCK-NATUREL (DLCBS8-3-01) | 5
31595 | TAPA EVAPORADOR SCALA 1000-3000 (01010033) |  | SCALA COPPIA EVAPORATORE 1000-3000 (01010033) | COUVERCLE ÉVAPORATEUR SCALA 1000-3000 (01010033) | 115
31605 | RETEN COJINETE SUPERIOR/INFERIOR 400/600 TC30*50*7 |  | RIVENDITORE CUSCINETTI SUPERIORE / INFERIORE 400/600 TC30 * 50 * 7 | RIVENDITORE CUSCINETTI SUPERIORE / INFERIORE 400/600 TC30 * 50 * 7 | 34
31608 | TORNILLO M5*20 - 011004053 |  | VITE M5 * 20 - 011004053 | VIS M5 * 20 - 011004053 | 9
31609 | TAPA RODAMIENTO SUPERIOR 400/600 |  | COPERCHIO CUSCINETTO SUPERIORE 400/600 | COUVERCLE CUSCINETTO SUPERIORE 400/600 | 73
31611 | ARANDELA GROVER - 01004049 |  | RONDELLA GROVER - 01004049 | RONDELLE GROVER - 01004049 | 5
31613 | TORNILLO M6*30 - 01004046 |  | VITE M6 * 30 - 01004046 | VIS M6 * 30 - 01004046 | 9
31614 | CAJA COJINETE SUPERIOR 400/600 - 01004046 |  | SCATOLA CUSCINETTO SUPERIORE 400/600 - 01004046 | BOÎTIER CUSCINETTO SUPÉRIEUR 400/600 - 01004046 | 940
31615 | BRAZO SOPORTE REDUCTOR - 1004036 |  | BRACCIO DI SUPPORTO RIDUCENTE - 1004036 | BRAS DE SUPPORT RÉDUCTEUR - 1004036 | 257
31616 | ARANDELA COJINETE INFERIOR 400/600- 01004015 |  | RONDELLA INFERIORE CUSCINETTO 400 / 600- 01004015 | RONDELLE INFÉRIEURE CUSCINETTO 400 / 600 - 01004015 | 40
31618 | TAPA INFERIOR COJINETE 400/600- 01004013 |  | COPERCHIO INFERIORE COJINET 400 / 600- 01004013 | COUVERCLE INFÉRIEUR CUSCINETTO 400 / 600 - 01004013 | 708
31620 | ARANDELA - 011004011 |  | RONDELLA - 011004011 | RONDELLE - 011004011 | 9
31623 | SOPORTE RODAMIENTO INFERIOR FRESA - 01004077 |  | SUPPORTO CUSCINETTO INFERIORE FRAGOLA - 01004077 | SUPPORT CUSCINETTO INFÉRIEUR FRAISE - 01004077 | 92
31624 | ALMOHADILLA RODAMIENTO - 01004075 |  | CUSCINETTO - 01004075 | CUSCINETTO - 01004075 | 25
31625 | COJINETE FRESA 3201-2RS (SFX) 400/600 - 01004074 |  | CUSCINETTO FRAGOLA 3201-2RS (SFX) 400/600 - 01004074 | CUSCINETTO FRAISE 3201-2RS (SFX) 400/600 - 01004074 | 604
31627 | RETEN COJINETE TC18*35*7 -01004073 |  | TC18 * 35 * 7 -01004073 RIVENDITORE CUSCINETTI | TC18 * 35 * 7 - 01004073 RIVENDITORE CUSCINETTI | 16
31628 | ANILLO DE SEGURIDAD - CIRCLIP 01004072 |  | ANELLO DI SICUREZZA - CIRCLIP 01004072 | ANNEAU DE SÉCURITÉ - CIRCLIP 01004072 | 9
31629 | SOPORTE RODAMIENTO SUPERIOR FRESA - 01004071 |  | SUPPORTO CUSCINETTO SUPERIORE FRAGOLA - 01004071 | SUPPORT CUSCINETTO SUPÉRIEUR FRAISE - 01004071 | 92
31633 | TORNILLO M12*45 - 01004066 |  | VITE M12 * 45 - 01004066 | VIS M12 * 45 - 01004066 | 25
31636 | SISTEMA HIGIENICO .HDPE + FILTRO (099032), RAC23/28 |  | SISTEMA IGIENICO .HDPE + FILTRO (099032), RAC23 / 28 | SYSTÈME HYGIÉNIQUE .HDPE + FILTRE (099032), RAC23 / 28 | 76
31654 | TORN. FASTITE FT85H PH 4X7 ZINC | SCREW FASTITE FT85H PH 4X7 ZINC | VIOLENTO. ZINCO FASTITE FT85H PH 4X7 | VIS ZINGUÉE FASTITE FT85H PH 4X7 | 6
31662 | RETEN COJINETE SUPERIOR SCALA 1-3T |  | GUARNIZIONE CUSCINETTO SUPERIORE SCALA 1-3 - 01010050 - TC35 * 52 * 8 | JOINT CUSCINETTO SUPÉRIEUR SCALA 1-3 - 01010050 - TC35 * 52 * 8 | 42
31663 | RETEN COJINETE INFERIOR SCALA 1-3 - 01010021 - TC38*58*8 |  | GUARNIZIONE CUSCINETTO INFERIORE SCALA 1-3 - 01010021 - | JOINT CUSCINETTO INFÉRIEUR SCALA 1-3 - 01010021 - | 42
31665 | CAJA INTERRUPTOR NG | MAIN SWITCH BOX | SCATOLA INTERRUTTORE NG | BOÎTIER INTERRUPTEUR NG | 12
31666 | SOPORTE TERMOSTATO NG (31666CT) | THERMOSTAT SUPPORT NG | SUPPORTO TERMOSTATO NG | SUPPORT THERMOSTAT NG | 6
31704 | PALET NIQ |  |  |  | 27
31709 | DEFLECTORA ENTRADA AGUA NG40 EVAP. 40GR (31709CT) |  | DEFLETTORE ENTRATA ACQUA NG40 EVAP. 40GR | DÉFLECTEUR ENTRÉE EAU NG40 EVAP. 40GR (31709CT) | 12
31719 | PULSADOR N/P NEGRO | CLEANING SWITCH | PULSANTE N/P NERO | PULSEUR N/P NOIR | 7
31722 | TUBO DESAGÜES SPIKA USA | DRAIN TUBE | SPIKA USA TUBO DI SCARICO | TUBE DRAIN SPIKA USA | 11
31738 | SOPORTE CORTINA NG DP70 40GR (31738RB) | CURTAIN HOLDER NG | SUPPORTO TENDA NG DP70 40GR | SUPPORT RIDEAU NG DP70 40GR | 12
31742 | CUBRE RODAMIENTO NEGRO SCALA 400-600 - 01004022 |  | COPERCHIO CUSCINETTO NERO SCALA 400-600 - 01004022 | COUVERCLE CUSCINETTO NOIR SCALA 400-600 - 01004022 | 42
31743 | RETEN DE ACEITE SCALA / SC 400-600 - 01004021 eje principal abajo |  | SCALA / SC OIL RETAINING 400-600 - 01004021 albero principale verso il basso | SCALA / SC JOINT D'HUILE 400-600 - 01004021 ESSIEU PRINCIPAL VERS LE BAS | 22
31746 | PASACABLES D20 (30007 GROM OPEN 20X1/16) | WIRE HOLE | PASSACAVI D20 (30007 PASS. APERTO 20X1/16) | PRESSE-ÉTOUPE D20 (30007 PRESSE-OUVERT 20X1/16) | 12
31750 | ANGULO INFERIOR CONDENSADOR DANFOSS (31750CT) |  |  |  | 7
31758 | TERMOSTATO PARO (R290) | BIN THERMOSTAT | TERMOSTATO CONTENITORE K50B XXXX (R290) | THERMOSTAT CONTENANT K50B XXXX (R290) | 29
31767 | VENTILADOR EC P300 100-240V/50-60HZ S1G300-FO02-01 |  | VENTOLA EC P300 100-240 V / 50-60 HZ S1G300-FO02-01 | VENTILATEUR EC P300 100-240 V / 50-60 HZ S1G300-FO02-01 | 302
31791 | MANGUERA ENTRADA AGUA WATERMARK (59000240) | WATERMARK WATER PIPE | TAGLIO TUBO INGRESSO ACQUA WATERMARK (59000240) | DÉCOUPE TUYAU ENTRÉE EAU WATERMARK (59000240) | 11
31796 | TUBO DESAGUE NIQ USA |  | TUBO SCARICO NIQ USA | TUYAU VIDANGE NIQ USA | 5
31804 | OMEGA SUPLEMENTO CONDENSADOR W MS22 (31804CT) |  | SUPPLEMENTO CONDENSATORE OMEGA W MS22 | SUPPLÉMENT CONDENSEUR OMEGA W MS22 | 5
31805 | BANCADA U/C MS22 W (31805CT) | BASE PLATE | BANK U / C MS22 W | BANQUE U / C MS22 W | 9
31807 | PUENTE IZDO MS22 W (31807CT) |  | PONTE SINISTRA MS22 W | PONT GAUCHE MS22 W | 18
31811 | ELECTROVALVULA 2 240V-50/60HZ 5 L/MIN |  |  | ÉLECTROVANNE 2 240V-50/60HZ 5 L/MIN | 66
31812 | ELECTROVALVULA 120V-50/60HZ 2.5 L/MIN |  |  | ÉLECTROVANNE 120V-50/60HZ 2.5 L/MIN | 66
31820 | TAPA SILO S750 (MS22) (31820CT) |  | BIN LID S750 (MS22) | BIN LID S750 (MS22) | 143
31821 | TAPA SILO S900 (MS22) (31821CT) |  | BIN LID S900 (MS22) | BIN LID S900 (MS22) | 119
31845 | TUBO DESAGUE MS 200/400 USA | DRAIN TUBE | MS 200/400 TUBO DI SCARICO USA | MS 200/400 TUBO DI SCARICO USA | 7
31868 | COMPRESOR 220-240V 50Hz RCU 600 |  | COMPRESSORE FH2511Z 220-240V 50Hz | COMPRESSORE FH2511Z 220-240V 50Hz | 1097
31869 | MAGNETOTERMICO BKN 2PC25A |  | MAGNETOTERMICO BKN 2PC25A | MAGNÉTOTHERMIQUE BKN 2PC25A | 68
31885 | T-43107 CAJON HIELO 5L TR5 |  | T-43107 CASSETTO GHIACCIO 5L TR5 | T-43107 CASSETTO GHIACCIO 5L TR5 | 283
31890 | ALMOHADILLA RODAMIENTO FRESA 1-3T |  | 1-3T CUSCINETTO CUSCINETTO FRAGOLA (01010075) | 1-3T CUSCINETTO CUSCINETTO FRAGOLA (01010075) | 67
31891 | JUNTA TANQUE AGUA 1-3T (01010024) |  | SEAL TANK WATER 1-3T (01010024) | JOINT RÉSERVOIR D'EAU 1-3T (01010024) | 34
31892 | CUBRE RODAMIENTO INFERIOR EJE 1-3T |  | ASSALE CUSCINETTO INFERIORE 1-3T (01010022) | ESSIEU CUSCINETTO INFÉRIEUR 1-3T (01010022) | 34
31893 | PASADOR TR5 (21307) |  | PIN TR5 (21307) | GOUPILLE TR5 (21307) | 12
31916 | PILAR TRASERO IZQ NIQ UL (31916RB) |  | PILASTRO POSTERIORE IZQ NIQ UL | PILIER ARRIÈRE GAUCHE NIQ UL | 12
31919 | TIRANTE TRASERO NIQ UL (31919RB) |  | NIQ UL POSTERIORE STRISCIA | BANDE ARRIÈRE NIQ UL | 12
31921 | TAPA ACOMETIDA NIQ UL (31921CT) | JUNCTION BOX COVER | NIQ UL ACCESSED COVER | COUVERCLE D'ACCÈS NIQ UL | 11
31944 | ESTATOR UNIPOLAR PARA E2VZ 1M |  |  | STATORE UNIPOLAIRE POUR E2VZ 1M | 82
31967 | TAPA SILO S900 (IQ200+MS22) (31967CT) |  | BIN LID S900 (IQ200 + MS22) | COUVERCLE BAC S900 (IQ200 + MS22) | 119
31968 | VENT.PL.350- A4E350-AN25-70 V. AXIAL 1500rpm 115/60 UL |  | VENT.PL.350- A4E350-AN25-70 V. AXIAL 1500rpm 115/60 UL | VENT.PL.350- A4E350-AN25-70 V. AXIAL 1500rpm 115/60 UL | 505
31969 | RC6 LINE SETS SOPORTE-PILAR ACOMETIDAS (31969CT) |  | LINEA RC6 IMPOSTAZIONI ALLOGGI SUPPORTO-PILASTRO | LIGNE RC6 RÉGLAGE SUPPORT-PILIER | 6
31970 | RC6 LINE SETS PANEL FRONTAL (31970CT) |  | SET LINEE RC6 PANNELLO FRONTALE | ENSEMBLE LIGNES RC6 PANNEAU FRONTAL | 10
31971 | RC6 LINE SETS PANEL TRASERO (31971CT) |  | RC6 LINE SET PANNELLO POSTERIORE | ENSEMBLE LIGNES RC6 PANNEAU ARRIÈRE | 9
31973 | SOPORTE VALVULAS MS22 REMOTA LINE SETS (31973CT) |  | VALVOLE DI SUPPORTO SERIE MS22 REMOTE LINE | VANNES DE SUPPORT SÉRIE MS22 LIGNE DISTANTE | 11
31979 | SOPORTE DRIVER EVD MINI (31979CT) |  |  | SOPORTE DRIVER EVD MINI (31979CT) | 6
31981 | BOMBA DE AGUA - WATER PUMP MIP 220V/50-60 HZ - |  | POMPA ACQUA - MIP POMPA ACQUA 220V / 50-60 HZ - 70589908C | BOMBA DE AGUA - WATER PUMP MIP 220V/50-60 HZ - | 123
31982 | BOMBA DE AGUA - WATER PUMP MIP 115V/60 HZ - | WATER PUMP MIP 115V/60 HZ - | MIP POMPA ACQUA 115V / 60 HZ - 70589907C | BOMBA DE AGUA - WATER PUMP MIP 115V/60 HZ - | 111
31988 | TORNILLO BRAZO MOTOR SCALA 400/600 ALLEN M10X20 (01004040) |  | VITE 400/600 ALLEN M10X20 VITE BRACCIO MOTORE (01004040) | TORNILLO BRAZO MOTOR SCALA 400/600 ALLEN M10X20 (01004040) | 26
31989 | ARANDELA INOX BRAZO MOTOR SCALA 400/600 (01004041) |  | MOTORE BRACCIO RONDELLA INOX SCALA 400/600 (01004041) | ARANDELA INOX BRAZO MOTOR SCALA 400/600 (01004041) | 8
31991 | PERNO ANCLAJE BRAZO MOTOR SCALA 400/600 (01004043) |  | SCALA 400/600 MOTOR ARM ANCHOR BOLT (01004043) | PERNO ANCLAJE BRAZO MOTOR SCALA 400/600 (01004043) | 41
31992 | JUNTA PLANA 10.7X29.8X4 |  |  | JUNTA PLANA 10.7X29.8X4 | 12
31995 | REFUERZO FIJACIÓN CUBIERTA (31995CT) |  | RINFORZO DI COPERTURA RINFORZATO | REFUERZO FIJACIÓN CUBIERTA (31995CT) | 8
32003 | RESTRICTOR BOMBA ECO D6.7 |  | RESTRETTORE DELLA POMPA ECO D6.7 | RESTRICTOR BOMBA ECO D6.7 | 10
32013 | COMPRESOR CAJ4519Z (AJ2) "H" 34.45cc 208-230/60Hz (AJ4ZR1HF606A06-M) | COMPRESSOR CAJ4519Z (AJ2) "H" 34.45cc 208-230/60Hz | COMPRESSORE CAJ4519Z (AJ2) "H" 34,45cc 208-230 / 60Hz (AJ4ZR1HF606A06-M) | COMPRESOR CAJ4519Z (AJ2) "H" 34.45cc 208-230/60Hz (AJ4ZR1HF606A06-M) | 769
32015 | CANTONERA GRUPO 2 LONGITUD 940-920-865-835 |  |  | CANTONERA GRUPO 2 LONGITUD 940-920-865-835 | 5
32016 | CANTONERA GRUPO 3 LONGITUD 825-815-790-780 | GROUP 3 LENGTH EDGE 825-815-790-780 | TELAIO GRUPPO 3 LUNGHEZZA 825-815-790-780 | CANTONERA GRUPO 3 LONGITUD 825-815-790-780 | 7
32017 | CANTONERA GRUPO 4 LONGITUD 745-730-705-675 | GROUP 4 ANGLE LENGTH 745-730-705-675 | TELAIO GRUPPO 4 LUNGHEZZA 745-730-705-675 | CANTONERA GRUPO 4 LONGITUD 745-730-705-675 | 8
32018 | CANTONERA GRUPO 5 LONGITUD 660-625-595-575 |  |  | CANTONERA GRUPO 5 LONGITUD 660-625-595-575 | 3
32022 | SOPORTE BOMBA MORRILL NG30-SPIKA (32022RB) | PUMP SUPPORT |  | SOPORTE BOMBA MORRILL NG30-SPIKA (32022RB) | 12
32023 | SOPORTE BOMBA MORRILL NG20-ECO (32023RB) | MORRILL NG20-ECO PUMP SUPPORT | SUPPORTO POMPA MORRILL NG20-ECO | SUPPORT POMPE MORRILL NG20-ECO | 9
32029 | COMPRESOR CAJ4517Z (AJ2) "H" 25.95cc 230/60Hz (AJ4ZL1HF606A06-M) | COMPRESSOR CAJ4517Z (AJ2) "H" 25.95 | COMPRESSORE CAJ4517Z (AJ2) "H" 25,95cc 230 / 60Hz (AJ4ZL1HF606A06-M) | COMPRESSEUR CAJ4517Z (AJ2) "H" 25,95cc 230 / 60Hz (AJ4ZL1HF606A06-M) | 1203
32085 | RECAMBIO PEINE TRITURADOR TR3 WSSMT (32085CT) |  | SPINE SHITTER SPINE TR3 WSSMT | BROCHE SHITTER SPINE TR3 WSSMT | 9
32102 | VALVULA RPV-100 220V/50-60HZ | VALVE RPV-100 220V/50-60HZ | VALVOLA RPV-100 220V/50-60HZ | VALVOLA RPV-100 220V/50-60HZ | 208
32103 | TUBO ENTRADA AGUA IQ-85/50 | WATER INLET PIPE IQ-85/50 | TUBO INGRESSO ACQUA IQ-85/50 | TUYAU D ENTRÉE D EAU IQ-85/50 | 7
32104 | REFUERZO FIJACION FRENTE DISPENSADOR (32104CT) | REINFORCEMENT FIXING FRONT OF DISPENSER | RINFORZO FISSAGGIO RINFORZO ANTERIORE | RENFORT FIXATION RENFORT AVANT | 10
32142 | SOPORTE BOMBA GRE 220/50 (32142CT) |  | SUPPORTO POMPA GRE 220/50 | SUPPORT POMPE GRE 220/50 | 13
32143 | CODO COBRE 90 MACHO-HEMBRA 1/2" (216290) | 90 MALE-FEMALE COPPER ELBOW 1/2" (216290) | "GOMITO DI RAME 90 MASCHIO-FEMMINA 1/2 ""(216290)" | COUDE CUIVRE 90 MÂLE-FEMELLE 1/2" (216290) | 10
32145 | SOPORTE BOMBA GRE NG30-SPIKA60 220/50 (32145CT) |  | SUPPORTO POMPA GRE NG30-SPIKA60 220/50 | SUPPORT POMPE GRE NG30-SPIKA60 220/50 | 15
32146 | PERNO ANCLAJE BRAZO MOTOR SCALA 1000-3000 (01010043) |  | SCALA 1000-3000 MOTOR ARM ANCHOR BOLT (01010043) | SCALA 1000-3000 BOULON D ANCRAGE BRAS MOTEUR (01010043) | 64
32162 | INTERCAMBIADOR PACKLESS HXR-75 3/8 X 7/8 (390222) |  | SCAMBIATORE HXR-75 3/8 X 7/8 SENZA PACCHETTO (390222) | ÉCHANGEUR THERMIQUE HXR-75 3/8 X 7/8 SANS ENSEMBLE (390222) | 295
32163 | VALV. SOLENOIDE 1038/3S 3/8 ODS | VALV. SOLENOID 1038 / 3S 3/8 ODS | VALV. SOLENOID 1038 / 3S 3/8 ODS | VANNE SOLÉNOÏDE 1038 / 3S 3/8 ODS | 116
32168 | SETA PARO EMERGENCIA. CABEZA ZB4BS844 |  | PULSANTE DI ARRESTO DI EMERGENZA. TESTA ZB4BS844 | BOUTON D ARRÊT D URGENCE. TÊTE ZB4BS844 | 143
32174 | CODO ESPIGA D10.5 | WATER INLET PIPE | RACCORDO A GOMITO D10.5 | RACCORD COUDE D10.5 | 5
32175 | BOQUILLA ENTRADA AGUA ECO | WATER INLET | UGELLO INGRESSO ACQUA ECO | BUSE D ENTRÉE D EAU ECO | 8
32183 | RODAMIENTO INOX FRESA SCALA 10T |  | CUSCINETTO 3306A-2RS INOX FRAGOLA SCALA 10T | ROULEMENT 3306A-2RS INOX FRAISE SCALA 10T | 349
32184 | RETEN RADIAL SUPERIOR EJE CENTRAL SCALA 10T |  | RIVENDITORE RADIALE 40X58X8 ASSALE CENTRALE SUPERIORE SCALA 10T | DISTRIBUTEUR RADIAL 40X58X8 ESSIEU CENTRAL SUPÉRIEUR SCALA 10T | 37
32185 | RETEN RADIAL 50X72X8 INFERIOR EJE CENTRAL SCALA 10T |  | DETTAGLIO RADIALE 50X72X8 ASSALE CENTRALE INFERIORE SCALA 10T | DÉTAIL RADIAL 50X72X8 ESSIEU CENTRAL INFÉRIEUR SCALA 10T | 37
32186 | RETEN RADIAL 42X75X10 FRESA SCALA 10T |  | RIVENDITORE RADIALE 42X75X10 FRAGOLA SCALA 10T | DISTRIBUTEUR RADIAL 42X75X10 FRAISE SCALA 10T | 31
32202 | PILAR TRASERO DCHO NIQ UL (32202RB) |  | PILASTRO POSTERIORE DESTRO NIQ UL | PILIER ARRIÈRE DROIT NIQ UL | 12
32218 | SOPORTE BOLSAS EMBOLSADORA |  |  | SOUTIEN SACS EMBALLAGE | 136
32225 | PALA APERTURA FILTRO (SW-1A/150539) |  | FILTRO A PALETTA APERTO (SW-1A / 150539) | PALE OUVERTURE FILTRE (SW-1A/150539) | 20
32232 | TAPA SILO S750 CIEGA (32232CT) |  | BIN S750 COPERCHIO CIECO | COUVERCLE SILO S750 CIEGA (32232CT) | 143
32251 | CONDENSADOR 9X4 2V T1/4 | AIR CONDENSER | CONDENSATORE 9X4 2V T1/4 | CONDENSEUR 9X4 2V T1/4 | 215
32252 | CORTINA MS22-400 | CURTAIN MS22-400 | TENDA MS22-400 | CORTINE MS22-400 | 39
32256 | TERMINAL RECTO JG 1/4M-10 RAIN 65 ANTIGUA (2521368) |  | JG 1 / 4M-10 RAIN 65 TERMINAL DIRITTO VECCHIO (2521368) | TERMINAL DROIT JG 1/4M-10 RAIN 65 ANCIEN (2521368) | 35
32260 | FILTRO DESHIDRATADOR 5/8 (4411/5A-404101) |  | FILTRO DI DISIDRATAZIONE 5/8 (4411 / 5A-404101) | FILTRE DÉSHYDRATANT 5/8 (4411/5A-404101) | 686
32276 | BOLSA 28X55+5 SOLAPA G-300 SERIGRAFIADA ICE FOR LIFE |  |  | SAC 28X55+5 SOLAPEAU G-300 SERIGRAPHÉ ICE FOR LIFE | 3
32299 | PUENTE IZDO MS 1000 UL (32299RB) |  | PONTE SINISTRA MS 1000 UL | PONT GAUCHE MS 1000 UL (32299RB) | 23
32304 | VALVULA C/TUBO SOLDAR C/OBUS 3/8" GBC10S (DANFOSS 009G7051) |  | VALVOLA CON TUBO DI SALDATURA C / OBUS 3/8 "GBC10S (DANFOSS 009G7051) | VANNE AVEC TUBE SOUDER AVEC OBUS 3/8" GBC10S (DANFOSS 009G7051) | 112
32305 | VALVULA C/TUBO SOLDAR C/OBUS 1/2" GBC12S (DANFOSS 009G7052) |  | VALVOLA CON TUBO DI SALDATURA C / OBUS 1/2 "GBC12S (DANFOSS 009G7052) | VANNE AVEC TUBE SOUDER AVEC OBUS 1/2" GBC12S (DANFOSS 009G7052) | 114
32312 | PUENTE DCHO MS 200/440 UL (32312RB) |  | PONTE DESTRO MS 200/440 UL | PONT DROIT MS 200/440 UL (32312RB) | 6
32314 | DISTRIBUIDOR AGUA MRNG |  |  | DISTRIBUTEUR D'EAU MRNG | 75
32324 | PUENTE IZDO MS 200/440 W (32324RB) | LEFT BRIDGE MS 200/440 W | PONTE SINISTRA MS 200/440 W. | PONT GAUCHE MS 200/440 W. | 17
32327 | PUENTE IZDO MS 400/880 W (32327RB) | LEFT BRIDGE MS 400/880 W | PONTE SINISTRA MS 400/880 W. | PONT GAUCHE MS 400/880 W. | 13
32334 | CONDENSADOR UPH-160/192-1200 (312029) |  | CONDENSATORE UPH-160 / 192-1200 (312029) | CONDENSATEUR UPH-160 / 192-1200 (312029) | 3702
32341 | CAJA ACOMETIDA MS-1000 (32341CT) |  | SCATOLA ACCESSATA MS-1000 | BOÎTIER D ACCÈS MS-1000 | 19
32346 | VALVULA EXPANSION TUB 068U3831 ORIF.5 (R290) 6X12 | EXPANSION VALVE R290 | VALVOLA ESPANSIONE TUB 068U3831 ORIF.5 (R290) 6X12 | VANNE D EXPANSION TUB 068U3831 ORIF.5 (R290) 6X12 | 140
32348 | PUENTE DCHO MS22 UL (32348CT) |  | PONTE DESTRO MS 22 "UL | PONT DROIT MS 22" UL | 6
32349 | TAPA ACOMETIDA MS 22" UL (32349RB) | JUNCTION BOX COVER | MS 22 "UL ACCESSED COVER | MS 22" UL COUVERCLE D ACCÈS | 9
32354 | PUENTE IZDO MS 500 W UL (32354RB) | LEFT BRIDGE MS 500 W UL | PONTE SINISTRA MS 500 W UL | PONT GAUCHE MS 500 W UL | 15
32355 | PUENTE IZDO MS 1000 W UL (32355RB) |  | PONTE SINISTRA MS 1000 W UL | PONT GAUCHE MS 1000 W UL | 23
32356 | PUENTE IZDO MS22 W UL (32356CT) | LEFT SUPPORT | PONTE SINISTRA MS 22 "W UL | PONT GAUCHE MS 22" W UL | 18
32368 | SOPORTE RETEN EVAPORADOR NIQ500 | EVAPORATOR SEAL SUPPORT NIQ500 | SUPPORTO RIVENDITORE EVAPORATORE NIQ500 | SOUTIEN JOINT ÉVAPORATEUR NIQ500 | 151
32371 | JUNTA PLANA DIN 2690 PN10 NBR 28X60X3 | FLAT GASKET DIN 2690 PN10 NBR 28X60X3 | GUARNIZIONE PIATTA DIN 2690 PN10 NBR 28X60X3 | JOINT PLAT DIN 2690 PN10 NBR 28X60X3 | 6
32415 | PILOTO LED AZUL 220V (SX28H15XAF000XX) EVE00219 | BLUE LED | PILOTA LED BLU 220V (SX28H15XAF000XX) EVE00219 | VOYANT LED BLEU 220V (SX28H15XAF000XX) EVE00219 | 5
32419 | 8580303 / COND. ARRANQUE 270MF 309P270-324F165 |  | 8580303 / COND. AVVIO 270MF 309P270-324F165 | 8580303 / CONDENSATEUR DÉMARRAGE 270MF 309P270-324F165 | 89
32430 | 8655370 KIT AE4460Z-AA 115/60 |  | 8655370 CSIR KIT AE4460Z-AA 115/60 (82803) | 8655370 CSIR KIT AE4460Z-AA 115/60 (82803) | 103
32436 | CHAPA ANTI REFLUJOS NG80 R290 (32436RB) |  | FOGLIO ANTI REFLUJOS NG80 R290 | FEUILLE ANTI-RETOURS NG80 R290 | 7
32441 | EMBELLECEDOR INTERRUPTOR ATEX NG | MAIN SWITCH SUPPORT | SUPPORTO / INTERRUTTORE INTERRUTTORE + LED | SUPPORT / INTERRUPTEUR + LED | 6
32442 | EMBELLECEDOR INTERRUPTOR ATEX ECO | MAIN SWITCH SUPPORT | Interruttore Trim + Led | INTERRUPTEUR TRIM + LED | 6
32446 | 2661711: JUNTA PARA ACOPLE 3245 (5/8x8) |  | 2661711: GUARNIZIONE DI ACCOPPIAMENTO 3245 (5 / 8x8) | 2661711: JOINT D ACCOUPLEMENT 3245 (5/8X8) | 6
32448 | 2801363 TUBO PE ALIMENTARIO 8X6 |  | 2801363 TUBO ALIMENTARE PE 8X6 | 2801363 TUYAU D ALIMENTATION PE 8X6 | 16
32450 | COMPRESOR NBC30RA CSIR R290 220V/50Hz (3.1CC) |  |  | COMPRESSEUR NBC30RA CSIR R290 220V/50Hz (3.1CC) | 175
32451 | VALVULA DE RETENCION RX3/4 | CHECK VALVE RX3/4 |  | VALVE DE RETENUE RX3/4 | 10
32455 | TUBO DESAGÜE FORZADO ASPIRACIÓN NG | DRAIN FORCE PUMP SUCTION TUBE |  | TUBE D'ÉVACUATION FORCÉE ASPIRATION NG | 12
32456 | TUBO DESAGÜE FORZADO DESCARGA CUBA NG | DRAIN FORCE TUBE DISCHARGE BIN |  | TUBE D'ÉVACUATION FORCÉE DÉCHARGE CUBA NG | 6
32457 | TUBO DESAGUE FORZADO IMPULSION | PUMP OUT DRAIN FORCE TUBE |  | TUBE D'ÉVACUATION FORCÉE IMPULSION | 9
32458 | TUBO DESAGÜE FORZADO ASPIRACIÓN ECO |  |  |  | 12
32460 | RAMPA SENSOR OPTICO SCALA (32460RB) | TOP COVER NG40 | RAMPA SENSORE OTTICO SCALA | RAMPE CAPTEUR OPTIQUE SCALA (32460RB) | 18
32470 | TUBO DESAGÜE FORZADO ASPIRACION NG 30 | DRAIN FORCE PUMP SUCTION TUBE |  | TUBE D'ÉVACUATION FORCÉE ASPIRATION NG 30 | 13
32471 | TUBO DESAGÜE FORZADO CUBETA-BOMBA NG 30 | DRAIN FORCE TUBE DISCHARGE WATER BIN |  | TUBE D'ÉVACUATION FORCÉE CUBETA-BOMBA NG 30 | 12
32485 | TAPA IN3 2U SCALA 1.5T (2UDS) |  |  | COUVERCLE IN3 2U SCALA 1.5T (2UDS) | 4579
32488 | REFUERZO IN-3 SOPORTE 2U SCALA 1.5T SPLIT |  |  | RENFORCEMENT IN-3 SUPPORT 2U SCALA 1.5T SPLIT | 3339
32493 | CABLEADO DESAGÜE FORZADO |  |  | CÂBLAGE D'ÉVACUATION FORCÉE | 18
32500 | SUJECIÓN CUBETA NIQ 500 (32500RB) | NIQ 500 TRAY FIXING | SUPPORTO TUBO NIQ 500 | FIXATION CUBETA NIQ 500 (32500RB) | 9
32501 | RELE FINDER 120VAC 2NA 25A ATEX | RELAY 115V/60HZ |  | RELAIS FINDER 120VAC 2NA 25A ATEX | 116
32502 | RELE FINDER 668282404303 240VAC 2NA 30A ATEX | FINDER RELAY 668282400303 240VAC 2NO 30A ATEX | RELE FINDER 668282400303 240VAC 2NA 30A ATEX | RELAIS FINDER 668282400303 240VAC 2NA 30A ATEX | 116
32503 | CONECTOR PARA BOMBA DOSIFICADORA DE SAL | SALT PUMP CONEXION - SCALA / SC | CONNETTORE DELLA POMPA DI DOSAGGIO DEL SALE | CONNECTEUR DE LA POMPE DE DOSAGE DE SEL | 10
32504 | TAPA SILO S750 S350 (MP) (32504CT) |  | COPERCHIO BIN S750 S350 (MP) | COUVERCLE BAC S750 S350 (MP) | 143
32512 | U CIERRE LATERAL SILO S300 (32512RB) | U SIDE FASTENING | U LOCK LOCK BIN S300 | U LOCK LOCK BAC S300 | 12
32521 | TUERCA DIN 439 M-4 INOX | NUT M4 STAINLESS D934 | DADO DIN 439 M-4 INOX | ÉCROU DIN 439 M-4 INOX | 5
32523 | SOPORTE INTERRUPTOR ATEX ECO (32523CT) | SWITCH SUPPORT PANEL ECO | SUPPORTO INTERRUTTORE | SUPPORT INTERRUPTEUR ATEX ECO (32523CT) | 10
32532 | RELE BORNA 6A 12VCC |  |  | RELAY BORNE 6A 12VCC | 34
32535 | TAPA SILO S900 CIEGA (32535CT) |  | BIN LID S900 (MR400) | COUVERCLE BAC S900 (MR400) | 115
32536 | SENSOR NIVEL DE AGUA SCALA10T (01100012) | WATER LEVEL SENSOR | SENSORE LIVELLO ACQUA | CAPTEUR NIVEAU D'EAU | 200
32537 | CAJA INFERIOR COJINETE SCALA 10T (01100041) |  | SENSORE LIVELLO ACQUA (VECCHIO) (530041105) | CAPTEUR NIVEAU D'EAU (ANCIEN) (530041105) | 1109
32538 | ARANDELA COJINETE INFERIOR SCALA 10T (01100043) |  | SENSORE LIVELLO ACQUA (VECCHIO) (530041105) | CAPTEUR NIVEAU D'EAU (ANCIEN) (530041105) | 79
32539 | COJINETE INFERIOR SCALA 10T (01100044) |  | SENSORE LIVELLO ACQUA (VECCHIO) (530041105) | CAPTEUR NIVEAU D'EAU (ANCIEN) (530041105) | 690
32542 | RETEN COJINETE INFERIOR SCALA 10T (01100045) |  | SENSORE LIVELLO ACQUA (VECCHIO) (530041105) | CAPTEUR NIVEAU D'EAU (ANCIEN) (530041105) | 42
32543 | JUNTA AGUA SCALA 10T (01100046) |  | SENSORE LIVELLO ACQUA (VECCHIO) (530041105) | CAPTEUR NIVEAU D'EAU (ANCIEN) (530041105) | 30
32544 | TORNILLERIA CAJA COJINETE SUPERIOR SCALA 10T (01100059) |  | SENSORE LIVELLO ACQUA (VECCHIO) (530041105) | CAPTEUR NIVEAU D'EAU (ANCIEN) (530041105) | 18
32545 | ARANDELA CAJA COJINETE SUPERIOR SCALA 10T (01100060) |  | SENSORE LIVELLO ACQUA (VECCHIO) (530041105) | CAPTEUR NIVEAU D'EAU (ANCIEN) (530041105) | 2
32546 | ARANDELA GROWER CAJA COJINETE SUPERIOR SCALA 10T (01100061) |  | SENSORE LIVELLO ACQUA (VECCHIO) (530041105) | CAPTEUR NIVEAU D'EAU (ANCIEN) (530041105) | 7
32547 | RETEN COJINETE SUPERIOR SCALA 10T (01100062) |  | SENSORE LIVELLO ACQUA (VECCHIO) (530041105) | CAPTEUR NIVEAU D'EAU (ANCIEN) (530041105) | 30
32548 | COJINETE SUPERIOR SCALA 10T (01100063) |  | SENSORE LIVELLO ACQUA (VECCHIO) (530041105) | CAPTEUR NIVEAU D'EAU (ANCIEN) (530041105) | 957
32549 | TAPA RODAMIENTO SUPERIOR SCALA 10T (01100064) |  | SENSORE LIVELLO ACQUA (VECCHIO) (530041105) | CAPTEUR NIVEAU D'EAU (ANCIEN) (530041105) | 73
32550 | RETEN COJINETE SUPERIOR 2 SCALA 10T (01100065) |  | SENSORE LIVELLO ACQUA (VECCHIO) (530041105) | CAPTEUR NIVEAU D'EAU (ANCIEN) (530041105) | 36
32551 | TORNILLERIA COJINETE SUPERIOR SCALA 10T (01100066) |  | SENSORE LIVELLO ACQUA (VECCHIO) (530041105) | CAPTEUR NIVEAU D'EAU (ANCIEN) (530041105) | 31
32552 | ARANDELA COJINETE SUPERIOR SCALA 10T (01100067) |  | SENSORE LIVELLO ACQUA (VECCHIO) (530041105) | CAPTEUR NIVEAU D'EAU (ANCIEN) (530041105) | 2
32553 | ARANDELA GROWER COJINETE SUPERIOR SCALA 10T (01100068) |  | SENSORE LIVELLO ACQUA (VECCHIO) (530041105) | CAPTEUR NIVEAU D'EAU (ANCIEN) (530041105) | 9
32554 | UNION INFERIOR EJE SCALA 10T (01100083) |  | SENSORE LIVELLO ACQUA (VECCHIO) (530041105) | CAPTEUR NIVEAU D'EAU (ANCIEN) (530041105) | 12766
32556 | SOPORTE RODAMIENTO FRESA SCALA 10T (01100090) |  | SENSORE LIVELLO ACQUA (VECCHIO) (530041105) | CAPTEUR NIVEAU D'EAU (ANCIEN) (530041105) | 359
32557 | ALMOHADILLA RODAMIENTO SCALA 10T (01100091) |  |  | ALMOHADILLA ROULEMENT SCALA 10T (01100091) | 140
32558 | COJINETE FRESA SUPERIOR SCALA 10T (01100092) |  | SENSORE LIVELLO ACQUA (VECCHIO) (530041105) | CAPTEUR NIVEAU D'EAU (ANCIEN) (530041105) | 940
32559 | RETEN COJINETE FRESA SUPERIOR SCALA 10T |  | SENSORE LIVELLO ACQUA (VECCHIO) (530041105) | CAPTEUR NIVEAU D'EAU (ANCIEN) (530041105) | 139
32560 | TORNILLERIA COJINETE FRESA SUPERIOR SCALA 10T (01100094) |  | SENSORE LIVELLO ACQUA (VECCHIO) (530041105) | CAPTEUR NIVEAU D'EAU (ANCIEN) (530041105) | 28
32561 | TUERCA COJINETE FRESA SUPERIOR SCALA 10T (01100095) |  | SENSORE LIVELLO ACQUA (VECCHIO) (530041105) | CAPTEUR NIVEAU D'EAU (ANCIEN) (530041105) | 19
32564 | JUNTA CUBA DE AGUA A EVAPORADOR SCALA 400/600 (01006024) |  | SENSORE LIVELLO ACQUA (VECCHIO) (530041105) | CAPTEUR NIVEAU D'EAU (ANCIEN) (530041105 | 21
32568 | PLACA ELECTRONICA DESAGÜE FORZADO 220/ 50-60 | ELECTRONIC BOARD DRAIN FORCE 220V/50HZ |  | PLACARD ÉLECTRONIQUE D'ÉVACUATION FORCÉE 220/50-60 | 93
32573 | SOPORTE BOMBA DESAGÜE FORZADO (32573CT) | DRAIN FORCE PUMP SUPPORT |  | SUPPORT POMPE D'ÉVACUATION FORCÉE (32573CT) | 7
32587 | TORNILLO CAB.HEX. M5 COJINETE INF IQ85 | KNURLING SCREW M-5 INOX | VITE MOLETATA INOX M-5 | VIS CAB.HEX. M5 ROULEMENT INF IQ85 | 11
32609 | BOMBA DOSIFICADORA DE SAL 230V |  |  | POMPE DOSAGE DE SEL 230V | 391
32614 | MANGUITO RED. M-H 7/8-3/4 CO2 (216541) |  |  | MANGUITO RÉD. M-H 7/8-3/4 CO2 (216541) | 39
32616 | DEPOSITO AGUA POTABLE 50L (CC10111) FABRICACION |  |  | DÉPÔT EAU POTABLE 50L (CC10111) FABRICATION | 426
32621 | TAPA VENTANA SENSOR OPTICO NIQ (32621RB) | WINDOW COVER OPTICAL SENSOR NIQ | ANTERIORE FISSO NIQ | COUVERCLE FENÊTRE CAPTEUR OPTIQUE NIQ (32621RB) | 8
32622 | BOMBA DESCARGA ART.973* 220/60Hz |  |  | POMPE DE DÉCHARGE ART.973* 220/60Hz | 63
32624 | BOMBA DESCARGA 220/50Hz | DRAIN FORCE PUMP |  | POMPE DE DÉCHARGE 220/50Hz | 60
32625 | CONJUNTO CUBETA DESAGÜE FORZADO NG 30 | DRAIN FORCE BUCKET SET |  | ENSEMBLE BAC D'ÉVACUATION FORCÉE NG 30 | 119
32631 | CONVERTIDOR PWM SALIDA 0-10V/4-30MA |  |  | CONVERTISSEUR PWM SORTIE 0-10V/4-30MA | 232
32636 | TUBO DESAGÜE FORZADO DESCARGA CUBA NG 30 | DRAIN FORCE TUBE DISCHARGE BIN |  | TUBE D'ÉVACUATION FORCÉE DÉCHARGEMENT BAC NG 30 | 9
32644 | SONDA NTC INOX 6X30 2.5M C/CONECTOR (AX2426/02500) | TEMPERATURE PROBE | SONDA NTC INOX 6X30 2,5M CON CONETTORE(AX2426/ 02500) | SONDE NTC INOX 6X30 2.5M AVEC CONNECTEUR (AX2426/02500) | 19
32656 | CABLE MOTOR VENTILADOR | FAN MOTOR WIRE 220V/50HZ | CAVO MOTORE VENTOLA | CÂBLE MOTEUR VENTILATEUR | 12
32660 | SOPORTE CUADRO MS200 R290 (32660CT) | ELECTRIC BOX SUPPORT | MS22 SUPPORTO DA TAVOLA | SUPPORT TABLEAU MS200 R290 (32660CT) | 7
32695 | DISTRIBUIDOR DES-GC C/PRESOST. 1/4"-3/8 X3/8" | PRESSURE SWITCH COLLECTOR | DISTRIBUTTORE MAN.-GC C / PRESOST. 1/4 ""X1 / 4""" | DISTRIBUTEUR MAN.-GC C / PRESSOST. 1/4" X 1/4" | 45
32696 | DEFLECTOR CONDENSADOR VITRINA SUSHI R290 (32696CT) | REAR PANEL NGQ90 | POSTERIORE NGQ90 | ARRIÈRE NGQ90 | 6
32703 | VARIADOR FC S-220/III | VARIADOR DANFOSS IQR 550 |  | 32703 VARIATEUR FC S-220/III | 356
32704 | VLT PANEL DE CONTROL DISPLAY PARA DRIVER |  |  | 32704 PANEL DE CONTRÔLE VLT AVEC AFFICHAGE POUR DRIVER | 223
32706 | PROTECTOR TERMOSTATO (32706CT) | REAR PANEL NGQ90 | POSTERIORE NGQ90 | 32706 PROTECTEUR THERMOSTAT (32706CT) | 13
32715 | PLACA DE CONTROL QUASAR 220V/50-60HZ ATEX | CONTROL PANEL QUASAR 220V/50-60HZ ATEX | SCHEDA DI CONTROLLO QUASAR 220V/50-60HZ ATEX | 32715 PLACA DE CONTRÔLE QUASAR 220V/50-60HZ ATEX | 199
32722 | SOPORTE BOMBA DESAGÜE FORZADO NG30 | DRAIN FORCE PUMP SUPPORT |  | 32722 SUPPORT POMPE D'ÉVACUATION FORCÉE NG30 | 7
32725 | PLACA ELECTRONICA DESAGÜE FORZADO 115/60 | ELECTRONIC BOARD DRAIN FORCE 115V/60HZ |  | 32725 PLACA ÉLECTRONIQUE D'ÉVACUATION FORCÉE 115/60 | 93
32726 | REDUCTOR DE PRESION PARA CARTUCHO CO2 FUENTE REFRIGERADA CONECTADA A LA RED CODIGEL HI-CLASSTOP45IB-ACHWG |  |  | 32726 RÉDUCTEUR DE PRESSION POUR CARTOUCHE CO2 SOURCE RÉFRIGÉRÉE CONNECTÉE AU RÉSEAU CODIGEL HI-CLASSTOP45IB-ACHWG | 181
32727 | COMPRESOR EMC3130U (6.92CC) RSCR L/MBP 115-127V/60HZ R290 | COMPRESSOR (6.92CC) 115V/60HZ R290 |  | 32727 COMPRESSEUR EMC3130U (6.92CC) RSCR L/MBP 115-127V/60HZ R290 | 280
32730 | CONDENSADOR 10X3 2V P230 T1/4 | AIR CONDENSER | CONDENSATORE 10X3 2V P230 T1/4 | 32730 CONDENSATEUR 10X3 2V P230 T1/4 | 205
32731 | CONDENSADOR 11X3 2V P254 T1/4 | CONDENSER 11X3 2V P254 T1/4 | CONDENSATORE 11X3 2V P254 T1/4 | 32731 CONDENSATEUR 11X3 2V P254 T1/4 | 205
32736 | BOMBA AGUA MP100RX 250W SCALA 15-20TN (01200007) |  |  | 32736 POMPE À EAU MP100RX 250W SCALA 15-20TN (01200007) | 1735
32738 | CALDERIN 5.3 LT 155X283 (13000603) |  |  | 32738 CALDERIN 5.3 LT 155X283 (13000603) | 161
32739 | SEPARADOR-INTERCAMBIADOR ASPIRACION 2.3 LT (10000167) |  |  | 32739 SÉPARATEUR-ÉCHANGEUR ASPIRATION 2.3 LT (10000167) | 207
32741 | BOMBA PERISTALTICA AS/R 1.5 L/H (S/REG) (COREQUIP 10420) |  | POMPA PERISTALTICA 0-1,5 L 220 V / 50 HZ (10.173.K2) | 32741 POMPE PÉRISTALTIQUE AS/R 1.5 L/H (SANS RÉGULATION) (COREQUIP 10420) | 281
32761 | COMPRESOR (12.12CC) 208-230/60 R290 |  |  | 32761 COMPRESSEUR (12.12CC) 208-230/60 R290 | 411
32764 | COMPRESOR NTX6233U (27.8CC) CSCR 220-240/50 R290 |  |  | 32764 COMPRESSEUR NTX6233U (27.8CC) CSCR 220-240/50 R290 | 643
32792 | VALVULA PRESOSTATICA DANFOSS WVFX.20 3N3105 (401697) |  |  | 32792 VANNE PRESOSTATIQUE DANFOSS WVFX.20 3N3105 (401697) | 803
32803 | REDUCTOR 8MRV040 i=80 63B14 D=19 2xM8 - prototipo- |  |  | CÂBLAGE EXTENSION ÉVACUATION FORCÉE UL | 221
32817 | COMPRESOR (38CC) 400/50-440/60 R290 | COMPRESSOR 400/50-440/60 R290 |  | DISTRIBUTEUR D'EAU SCALA 10T (11100082) | 1037
32827 | FLUJOSTATO 1/4X1/4 0.3L/M |  |  |  | 61
32835 | REJILLA LATERAL PROTECCION CABLEADO MS200 R290 (32835CT) | WIRE PROTECTION GRILL |  | CONTRÔLE À DISTANCE SCALA ET REFROIDISSEUR AVEC NIVEAU ULTRASONS | 12
32837 | PILAR DELANTERO DCHO ENFRIADORA (32837RB) |  | PILASTRO ANTERIORE DESTRO NIQ | CONDENSATEUR 23X3 D5 MS22 (0522) R290 | 10
32838 | PILAR DELANTERO IZQ ENFRIADORA (32838RB) |  | PILASTRO ANTERIORE IZQ NIQ | PILIER AVANT DRT REFROIDISSEUR (32837RB) | 10
32839 | FRENTE FIJO ENFRIADORA (32839RB) |  | ANTERIORE FISSO NIQ | PILIER AVANT GAUCHE REFROIDISSEUR (32838RB) | 13
32840 | LATERAL DCHO ENFRIADORA (32840RB) |  | LATO NICH DESTRA | FACADE FIXE REFROIDISSEUR (32839RB) | 49
32841 | LATERAL IZQ ENFRIADORA (32841RB) |  | LATO NICH DESTRA | LATÉRAL DRT REFROIDISSEUR (32840RB) | 49
32842 | TRASERA ENFRIADORA (32842RB) |  | NIQ POSTERIORE | LATÉRAL GAUCHE REFROIDISSEUR (32841RB) | 10
32843 | PILAR TRASERO DCHO ENFRIADORA (32843RB) |  | PILASTRO POSTERIORE DESTRO NIQ | ARRIÈRE REFROIDISSEUR (32842RB) | 5
32844 | PILAR TRASERO IZQ ENFRIADORA (32844RB) |  | PILASTRO POSTERIORE IZQ NIQ UL | PILIER ARRIÈRE DRT REFROIDISSEUR (32843RB) | 5
32861 | TAPA DEFLECTORA AIRE ELECTRONICA ENFRIADORA (32861RB) |  | NIQ BANKING | BANDEAU REFROIDISSEUR (32860RB) | 2
32862 | DEFLECTORA AIRE ELECTRÓNICA ENFRIADORA (32862RB) |  | NIQ BANKING | COUVERCLE DÉFLECTEUR AIR ÉLECTRONIQUE REFROIDISSEUR (32861RB) | 3
32863 | SOPORTE ELECTRONICA ENFRIADORA (32863RB) |  | NIQ BANKING | DÉFLECTEUR AIR ÉLECTRONIQUE REFROIDISSEUR (32862RB) | 5
32870 | COMPRESOR FRASCOLD S-8-42Y 400V PW (00121075) |  |  | BOBINE VANNE RPV-1004DYF*A4DB 220V/50-60HZ (RPV-MODH2053A1) | 5119
32873 | CONDENSADOR HORIZONTAL |  |  | COMPRESSEUR FRASCOLD S-8-42Y 400V PW (00121075) | 3881
32881 | CARATULA CUADRO REMOTO 2XSCALA (32865) | LEDS COVER 85 | COPERTURA PILOTA IQ-85 59x35 | COUVERTURE PILOTE IQ-85 59x35 | 66
32884 | RAMPA RECOGEAGUA CUBETA QUASAR (32884RB) | WATER COLLECTION RAMP QUASAR BUCKET | LATO NICH DESTRA | CÔTÉ NICH DROIT | 5
32886 | ESTRUCTURA SOLDADA H SILO SCD |  | BIN S60 STRUTTURA SALDATA | BIN S60 STRUCTURE SOUDÉE | 1530
32888 | ENVOLTURA FRONTAL EVAPORADOR (32888RB) |  | NIQ BANKING | NIQ BANKING | 13
32890 | ENVOLTURA TRASERA EVAPORADOR (32890RB) |  | NIQ BANKING | NIQ BANKING | 6
32891 | SOPORTE EVAPORADOR (32891RB) |  | NIQ BANKING | NIQ BANKING | 3
32892 | TAPA ENVOLTURA CONDENSADOR (32892RB) |  | NIQ BANKING | NIQ BANKING | 11
32895 | MOTOR VENT. NIQ3224-330450 100-240 V 50/60HZ 1550 RPM | FAN MOTOR 100-240 V 50/60HZ |  |  | 138
32905 | EXTENSION CUBETA RECOGE AGUA NGQ150 (32905RB) | TOP COVER NG40 | SUPPORTO SENSORE OTTICO SCALA | SUPPORT CAPTEUR OPTIQUE SCALA | 7
32909 | TAPA SILO B-500 / S-220 CIEGA (32909CT) | BIN COVER B500 (MS/MDP) | BIN COVER B-500 / S-220 (MS / MDP) | COUVERCLE BIN B-500 / S-220 (MS / MDP) | 74
32917 | VALVULA EXPANSION T2 R448A/R449A (401031) |  |  | VANNE D'EXPANSION T2 R448A/R449A (401031) | 765
32920 | TEV-S1620D (D1.6-CV0.07) 1/4x1/4 |  | VALVOLA NEV-603DXF 5/16 (D-5.8) | TEV-S1620D (D1.6-CV0.07) 1/4x1/4 | 47
32945 | DEFLECTORA AIRE TRASERA MS400 (32945CT) | REAR AIR DEFLECTOR |  | DÉFLECTEUR AIR ARRIÈRE MS400 (32945CT) | 11
32960 | ICE DOOR KITS 550WIDE PUERTA |  |  | KIT DE PORTE À GLACE 550 LARGEUR | 102
32966 | SECCIONADOR ALIMENTACION SYSLENSYS |  |  | SECTIONNEUR D'ALIMENTATION SYSLENSYS | 177
32968 | CHAPA ANTI REFLUJOS NG110 R290 (32968RB) |  | FOGLIO ANTI REFLUJOS NG80 R290 | PLAQUE ANTI REFLUX NG110 R290 (32968RB) | 8
32969 | VALVULA DE RETENCION NRV 16-S (401657) |  |  | VANNE DE RETENUE NRV 16-S (401657) | 142
32971 | SENSOR NIVEL AGUA NGQ R290 (32971RB) | WATER LEVEL SENSOR NGQ | SENSORE LIVELLO ACQUA NGQ R290 | SENSOR NIVEAU EAU NGQ R290 (32971RB) | 7
32973 | CUBIERTA CABEZAL INOX NGQ20-30-40 R290 (32973RB) | FRONT COVER Q20-40 | COPERTURA TESTINA INOX NGQ20-30-40 R290 | COUVERCLE TÊTE INOX NGQ20-30-40 R290 (32973RB) | 10
32974 | TOPE MOTOR AGITADOR NGQ R290 (32974RB) | PADDLE MOTOR STOP NGQ |  | BUTÉE MOTEUR AGITATEUR NGQ R290 (32974RB) | 5
32983 | ACOPLE FUENTE AGUA 1/8 MACHO A TUBO 10 |  | 2521442: ACCOPPIAMENTO SORGENTE ACQUA 3/5 FEMMINA A TUBO 8X6 | ACCOUPLEMENT SOURCE EAU 1/8 MÂLE À TUBE 10 | 16
32992 | CHAPA ANTI REFLUJOS NG150 R290 (32992RB) |  | FOGLIO ANTI REFLUJOS NG80 R290 | PLAQUE ANTI REFLUX NG150 R290 (32992RB) | 10
32998 | MICRORUPTOR ATEX - MICRO | MICRO SWITCH | MICROINTERRUTTORE ATEX - MICRO | MICRO-INTERRUPTEUR ATEX - MICRO | 16
33001 | FILTRO OMNIPURE POLIFOSFATOS 6X2" 1/4 QC (K2385JJ) |  |  | FILTRE OMNIPURE POLYPHOSPHATES 6X2" 1/4 QC (K2385JJ) | 44
33008 | TORN. DIN 933 M-6X16 INOX |  |  | VIS DIN 933 M-6X16 INOX | 5
33012 | SETA PARO EMERGENCIA. CONTACTO NO ZBE-101 (TEE19000350) |  | PULSANTE DI ARRESTO DI EMERGENZA. CONTATTO NC ZBE-102 | SETA PARO EMERGENCIA. CONTACTO NO ZBE-101 (TEE19000350) | 23
33016 | FLOTADOR INOX (AISI 304) CIERRE SILICONA 3/8-ROSCA M 6/100 | RACOR T-10 (890-69)LATON | RACCORDO T-10 (890-69) OTTONE | FLOTADOR INOX (AISI 304) CIERRE SILICONA 3/8-ROSCA M 6/100 | 129
33017 | BOYA FLOTADOR -INOX 304 -3/8*90 ROSCA M-6/100 (58546) | RACOR T-10 (890-69)LATON | RACCORDO T-10 (890-69) OTTONE | BOYA FLOTADOR -INOX 304 -3/8*90 ROSCA M-6/100 (58546) | 111
33021 | REPANELADO FRENTE SUPERIOR SILO SCD600 (33021CT) |  |  | REPANELADO FRENTE SUPERIOR SILO SCD600 (33021CT) | 54
33022 | ETIQUETA FRANSTAL FCO |  |  | ETIQUETA FRANSTAL FCO | 5
33043 | TORN. DIN 912 M-12X35 12.9 ZINC | SCREW M12*30 | VITE ZINCO DIN 912 M-12X30 | TORN. DIN 912 M-12X35 12.9 ZINC | 6
33050 | PLATO SOPORTE SUPERIOR 1-3 TN ALUMINIO | 2TN MAIN SHAFT ASSEMBLY | 2TN ASSEMBLEA ASSALE PRINCIPALE (01010061) | PLATO SOPORTE SUPERIOR 1-3 TN ALUMINIO | 1165
33056 | CODO COBRE 90 MACHO-HEMBRA 7/8" (216292) |  | GOMITO DI RAME 90 MASCHIO-FEMMINA 1/2 "(216290) | CODO COBRE 90 MACHO-HEMBRA 7/8" (216292) | 22
33059 | COMPRESOR FRASCOLD S-15-52Y 400V PW (00121082) |  |  | COMPRESOR FRASCOLD S-15-52Y 400V PW (00121082) | 5589
33072 | COMPRESOR EMX6152U (5.2CC) CSIR 220-240/50-60 R290 | COMPRESSOR EMT6152U (5.2CC) CSIR 220-240/50 R290 | COMPRESSORE EMT6152U (5.2CC) CSIR 220-240 / 50 R290 | COMPRESOR EMX6152U (5.2CC) CSIR 220-240/50-60 R290 | 254
33073 | CONDENSADOR ARRANQUE CBB61 4UF 450VAC (125255) |  |  | CONDENSADOR ARRANQUE CBB61 4UF 450VAC (125255) | 22
33088 | 3335EL/7S REGULADORA PRESION EVAPORACION CO2 7/8" ODS PS=45BAR |  |  | 3335EL/7S REGULADORA PRESION EVAPORACION CO2 7/8" ODS PS=45BAR | 622
33089 | CONTROL ROTATIVO DE NIVEL SILO ORBITAL |  |  | CONTROL ROTATIVO DE NIVEL SILO ORBITAL | 692
33096 | BOBINA 220-230V 50/60HZ BOX |  |  | BOBINA 220-230V 50/60HZ BOX | 124
33097 | DRIVER AK-CC55 COMPACT CASE CONTROL |  |  | DRIVER AK-CC55 COMPACT CASE CONTROL | 1038
33098 | CONN.BAG FOR COMPACT |  |  | CONN.BAG FOR COMPACT | 37
33106 | CHAPA PUERTA WHIRLPOOL SS45 (33106CT) | COVER DOOR INOX 30 40 | COPERTA PORTA | CHAPA PUERTA WHIRLPOOL SS45 (33106CT) | 12
33107 | CHAPA PUERTA WHIRLPOOL SS 25 (33107CT) | COVER DOOR INOX 20 | SCHEDA PORTA ICE TECH SS 20 | CHAPA PUERTA WHIRLPOOL SS 25 (33107CT) | 9
33108 | FRENTE NG-20 WHIRLPOOL (ATEX) (33108CT) | FRONT PANEL NG20 | GRIGLIA FRONTALE | FRENTE NG-20 WHIRLPOOL (ATEX) (33108CT) | 27
33109 | FRENTE REJILLA WHIRLPOOL ECO 30-40 R290 (ATEX) (33109CT) | FRONT PANEL | GRIGLIA ANTERIORE ECO INOX 30-40 R290 | FRENTE REJILLA WHIRLPOOL ECO 30-40 R290 (ATEX) (33109CT) | 38
33115 | COMPRESOR NEX6225U (21CC) CSR 220-240/50 R290 |  |  | COMPRESOR NEX6225U (21CC) CSR 220-240/50 R290 | 525
33128 | REPANELADO FRENTE SUPERIOR SILO SCD800 (33128CT) |  |  | REPANELADO FRENTE SUPERIOR SILO SCD800 (33128CT) | 101
33176 | BASE CUADRO ELECTRICO NG R290 IOT (33176CT) | ELECTRIC BOX SUPPORT | BASE SCATOLA ELETTRICA NG R290 | BASE CUADRO ELECTRICO NG R290 IOT (33176CT) | 7
33179 | FRENTE SUPERIOR NG-40 IOT (33179RB) |  | ANTERIORE SUPERIORE NG-40 R290 | FRENTE SUPERIOR NG-40 IOT (33179RB) | 12
33182 | DISPLAY EXTERNO CON BLUETOOTH (084B4075) |  |  | DISPLAY EXTERNO CON BLUETOOTH (084B4075) | 266
33183 | DISPLAY EXTERNO CON BOTONES DE CONTROL |  |  | DISPLAY EXTERNO CON BOTONES DE CONTROL | 249
33184 | CABLE DISPLAY EXTERNO CON RJ12 3M |  |  | CABLE DISPLAY EXTERNO CON RJ12 3M | 47
33186 | SOPORTE CUADRO MS22-400 R290 (33186CT) | FRAME SUPPORT MS22-400 R290 | MS22 SUPPORTO DA TAVOLA | SOUTIEN DU PANNEAU MS22-400 R290 (33186CT) | 3
33194 | VENTILADOR EC P300 200-240V/50-60HZ 1500 RPM (0-10V) S3G300-AK13-33 |  | VENTOLA EC P300 200-240 V / 50-60 HZ S1G300-FO01-01 | VENTILATEUR EC P300 200-240V/50-60HZ 1500 RPM (0-10V) S3G300-AK13-33 | 703
33197 | SOPORTE VENTILADOR P300 H45 5D (33197RB) | FAN BLADE SUPPORT | SUPPORTO VENTILATORE | SOUTIEN VENTILATEUR P300 H45 5D (33197RB) | 15
33203 | SOPORTE MOTOVOLTEADOR QUASAR (33203RB) |  |  | SOUTIEN MOTEUR QUASAR (33203RB) | 9
33214 | TRASERA P. CALIENTE MRNG REMOTA INOX (33214CT) | REAR SIDE (WARM) MR (REMOTE) | POSTERIORE P. CALDO MRNG REMOTA GALV | ARRIÈRE P. CHAUFFANT MRNG À DISTANCE INOX (33214CT) | 50
33216 | SOPORTE VALVULAS MR-400 REMOTA INOX (33216CT) |  | VALVOLE DI SUPPORTO REMOTO MR-400 | SOUTIEN VANNE MR-400 À DISTANCE INOX (33216CT) | 10
33229 | VENTILADOR HRB/4-250 (CULATA) |  |  | VENTILATEUR HRB/4-250 (CULASSE) | 607
33245 | COMPRESOR TAJ2464Z (AJ2) -TZ 400/440-5060 HZ TUBOS R449 (34.5CC) BAJA |  |  | COMPRESSEUR TAJ2464Z (AJ2) -TZ 400/440-5060 HZ TUBES R449 (34,5CC) BAS | 673
33246 | ORIFICIO 5 PARA VALVULA T2 068-2008 (401106) |  | FORO PER VALVOLA TZ2 068-2006 (401104) | ORIFICE 5 POUR VANNE T2 068-2008 (401106) | 74
33247 | VALVULA EXPANSION DNFS R404A/R507A |  |  | VANNE D'EXPANSION DNFS R404A/R507A | 166
33255 | RELE CONTROL DE VOLTAGE K8DS-PU |  |  | RELAIS DE CONTRÔLE DE VOLTAGE K8DS-PU | 348
33260 | FRONTAL CAIDA HIELO "Y" SCALA 1-3TN H1200 (33260CT) |  | ICE FALL SCALA 1-3TN (1/2) 800MM | PANEL ARRIÈRE CHUTE DE GLACE "Y" SCALA 1-3TN H1200 (33260CT) | 215
33261 | LATERAL CAIDA HIELO "Y" SCALA 1-3TN H1200 (33261CT) |  | ICE FALL SCALA 1-3TN (1/2) 800MM | LATERAL CHUTE DE GLACE "Y" SCALA 1-3TN H1200 (33261CT) | 139
33262 | ANGULO SOPORTE CAIDA HIELO "Y" SCALA 1-3TN H1200 (33262CT) |  | ICE FALL SCALA 1-3TN (1/2) 800MM | ANGLE SOUTIEN CHUTE DE GLACE "Y" SCALA 1-3TN H1200 (33262CT) | 55
33268 | FONDO CAIDA HIELO "Y" SCALA 1-3TN (33268CT) |  | ICE FALL SCALA 1-3TN (1/2) 800MM | FOND CHUTE DE GLACE "Y" SCALA 1-3TN (33268CT) | 66
33273 | TORN. DIN 933 M-8X30 INOX A2 | SCREW M 8X30 INOX | VITE DIN 933 M-8X30 INOX A2 | VIS DIN 933 M-8X30 INOX A2 | 3
33296 | BRIDA ACOPLE MOTOREDUCTOR NIQ 0.25KW TAMAÑO 71 (30249B) | GEAR MOTOR FLANGE NIQ 0.25KW TAMAÑO 71 (30249B) | EDUCATORE MOTORE NIQ 0.25KW ACCIAIO INOSSIDABILE 220V 50 / 60HZ | RACCORD BRIDE MOTEUR RÉDUCTEUR NIQ 0.25KW TAILLE 71 (30249B) | 98
33298 | REFUERZO CUBA SILO SC INTERIOR (AISLADO) (33298PL) |  | SC PAL SUPPORTO | RENFORT CUBA SILO SC INTÉRIEUR (ISOLÉ) (33298PL) | 35
33299 | REFUERZO CUBA SILO SC EXTERIOR (33299PL) |  | SC PAL SUPPORTO | RENFORT CUBA SILO SC EXTÉRIEUR (33299PL) | 28
33301 | COMPRESOR EMX6165U (6.09CC) CSIR 220-240/50-60 R290 | COMPRESOR TAJ4517Z (AJ2) "T" 25.95CC 400/440V-50/60HZ | COMPRESSORE (7.28CC) 220-240/50 R290 | COMPRESSEUR EMX6165U (6.09CC) CSIR 220-240/50-60 R290 | 254
33302 | COMPRESOR EMX6181U (6.92CC) CSIR 220-240/50-60 R290 | COMPRESSOR (7.28CC) 220-240/50 R290 | COMPRESSORE (7.28CC) 220-240/50 R290 | COMPRESSEUR EMX6181U (6.92CC) CSIR 220-240/50-60 R290 | 254
33303 | COMPRESOR EMX6210U (9.04CC) CSIR 220-240/50 R290 | COMPRESSOR 220-240/50 R290 | COMPRESSORE NEU6210U (8.78CC) CSIR 220-240 / 50 R290 | COMPRESSEUR EMX6210U (9.04CC) CSIR 220-240/50 R290 | 274
33305 | COMPRESOR (12.21CC) CSIR 220-240/50 R290 | COMPRESSOR 220-240/50 R290 | COMPRESSORE EHU6214U (12,21CC) CSIR 220-240/50 R290 | COMPRESSEUR (12.21CC) CSIR 220-240/50 R290 | 329
33311 | COMPRESOR R290 220V/50Hz (5.5CC) |  |  | COMPRESSEUR R290 220V/50Hz (5.5CC) | 255
33318 | TAPA SILO SCD (CIEMPOZUELOS) PARTE FIJA (33318CT) |  | COPERCHIO ARGENTO SCD (SCALA-MS-MDP) PARTE FISSA | PANNEAU ARRIÈRE FIXE SILO SCD (CIEMPOZUELOS) (33318CT) | 188
33319 | TAPA SILO SCD (CIEMPOZUELOS) PARTE DESMONTABLE (33319CT) |  | BIN CAP SCD (SCALA-MS-MDP) PARTE RIMOVIBILE | PANNEAU ARRIÈRE DÉMONTABLE SILO SCD (CIEMPOZUELOS) (33319CT) | 79
33334 | SOPORTE ACOMETIDA IQ W R290 (33334CT) | IQ W R290 CONNECTION SUPPORT | SUPPORTO TERMOSTATO NG | SOUTIEN DES CÂBLES IQ W R290 (33334CT) | 6
33336 | VALVULA EXPANSION NXCV (R290) 1/4X1/2 INT.ECUAL. |  |  | VANNE D'EXPANSION NXCV (R290) 1/4X1/2 INT.EQUAL. | 110
33337 | VALVULA EXPANSION NXKS24X (R404) 1/4X1/2 INT.ECUAL. |  |  | VANNE D'EXPANSION NXKS24X (R404) 1/4X1/2 INT.EQUAL. | 110
33338 | VALVULA EXPANSION NXJS34X (R404) 3/8X1/2 INT.ECUAL. |  |  | VANNE D'EXPANSION NXJS34X (R404) 3/8X1/2 INT.EQUAL. | 113
33345 | VALVULA REG. PRES. EVAPORACION CASTEL 3330/9S 1-1/8 |  |  | VANNE RÉGULATRICE PRESS. ÉVAPORATION CASTEL 3330/9S 1-1/8 | 971
33348 | COMPRESOR NJX6244U (38CC) 220-240V/50HZ R290 | COMPRESSOR 220-240V/50HZ R290 | COMPRESSORE NJX6244U (38CC) 220-240V/50HZ R290 | COMPRESSEUR NJX6244U (38CC) 220-240V/50HZ R290 | 1034
33352 | VALVULA EXPANSION WITH INTEGRATED ORIFICE 1/2"-1/2" ODF W/O SIGHT GLASS |  |  | VANNE D'EXPANSION E2V09ZSMART AVEC ORIFICE INTÉGRÉ 1/2"-1/2" ODF SANS VITRAGE - SANS STATOR COIL (E2V09ZWFB0) | 240
33356 | TAPA SILO S1050 / S-500 (MP401) (33356CT) |  | BIN COVER S1050 / S-500 (MS / MDP) | TAPA SILO S1050 / S-500 (MP401) (33356CT) | 125
33362 | VENTILADOR EC P350 "V" VMA0350HSLGZ 200-240V (S3G350-AG03-35) 2 VEL. |  | VENTOLA EC P300 200-240 V / 50-60 HZ S1G300-FO01-01 | VENTILATEUR EC P350 "V" VMA0350HSLGZ 200-240V (S3G350-AG03-35) 2 VITESSES | 712
33373 | TIRANTE PUENTE IQ 550 R290 (33373CT) | BRIDGE TIE IQ 550 R290 | SUPPORTO TERMOSTATO NG | TIRANT PONTE IQ 550 R290 (33373CT) | 9
33374 | TUBO DESAGÜE FORZADO DESCARGA CUBETA NG 110 | DRAIN FORCE TUBE DISCHARGE WATER BIN |  | TUBE D'ÉVACUATION FORCÉE DÉCHARGE CUBETA NG 110 | 28
33375 | TUBO DESAGÜE FORZADO DESCARGA CUBETA NG 150 | DRAIN FORCE TUBE DISCHARGE WATER BIN |  | TUBE D'ÉVACUATION FORCÉE DÉCHARGE CUBETA NG 150 | 19
33376 | TUBO DESAGÜE FORZADO DESCARGA CUBA NG 150 | DRAIN FORCE TUBE DISCHARGE BIN |  | TUBE D'ÉVACUATION FORCÉE DÉCHARGE CUBA NG 150 | 6
33381 | TIRANTE TRASERO MS48 (33381RB) |  | STRISCIA POSTERIORE MS22 | TIRANT ARRIÈRE MS48 (33381RB) | 9
33382 | TIRANTE DELANTERO MS48 (33382RB) |  | SPALLA ANTERIORE MS22 | TIRANT AVANT MS48 (33382RB) | 29
33388 | TRASERA MS48 (33388CT) |  | POSTERIORE MS22 | ARRIÈRE MS48 (33388CT) | 45
33389 | TAPA INFERIOR CUADRO ELECTRICO MS48 (33389CT) |  | LATO LATO MS22 | PANNEAU INFÉRIEUR DU PANNEAU ÉLECTRIQUE MS48 (33389CT) | 30
33391 | SOPORTE CUADRO ELÉCTRICO MS48 (33391RB) |  | SPALLA ANTERIORE MS22 | SOUTIEN DU PANNEAU ÉLECTRIQUE MS48 (33391RB) | 29
33423 | COMPRESOR NEX6221UA (16.8CC) CSR 115/60 R290 | COMPRESSOR 115V/60HZ |  | COMPRESSEUR NEX6221UA (16.8CC) CSR 115/60 R290 | 560
33424 | ETIQUETA NATURAL REFRIGERANT | NATURAL REFRIGERANT LABEL |  | ÉTIQUETTE RÉFRIGÉRANT NATUREL | 6
33425 | SONDA NTC INOX 6X30 1.5M C/CONECTOR | TEMPERATURE PROBE | SONDA NTC INOX 6X30 1,5M CON CONETTORE | SONDE NTC INOX 6X30 1.5M AVEC CONNECTEUR | 7
33431 | TAPA SILO S900 (MS48) (33431CT) |  | BIN LID S900 (MS48) | TAPA SILO S900 (MS48) (33431CT) | 132
33450 | RELE TERMICO GTK-12M3H 7.5A 3H (6-9A) | THERMIC RELAY 220V/50HZ | RELÈ TERMICO | RELAIS THERMIQUE GTK-12M3H 7.5A 3H (6-9A) | 60
33466 | RELE TERMICO GTK-12MH 0.82A 3H |  |  | RELAIS THERMIQUE GTK-12MH 0.82A 3H | 60
33470 | TIRANTE PUENTE IQ 400 R290 (33470CT) |  | SUPPORTO TERMOSTATO NG | TIRANT PONTE IQ 400 R290 (33470CT) | 9
33492 | CALKLIN 1 KG |  |  | CALKLIN 1 KG | 184
33499 | SELECTOR MANUAL 2 POSICIONES C/LLAVE |  |  | SELECTEUR MANUEL 2 POSITIONS AVEC CLÉ | 106
33501 | TRASERA TRITURADOR TR3 |  |  | ARRIÈRE BROYEUR TR3 | 96
33507 | SOPORTE BOMBA DESAGÜE FORZADO (33507CT) | DRAIN FORCE PUMP SUPPORT |  | SOUTIEN POMPE DE DRAINAGE FORCÉ (33507CT) | 1
33511 | SEPARADOR ACEITE ESK OS-28 1-1/8" | ESK OIL SEPARATOR - OS-28 |  | SÉPARATEUR HUILE ESK OS-28 1-1/8" | 703
33512 | SEPARADOR ASPIRACION ESK FA 42 W | ESK SUCTION ACCUMULATOR - FA - 42W |  | SÉPARATEUR ASPIRATION ESK FA 42 W | 942
33513 | RECIPIENTE DVR-700M |  |  | RÉCIPIENT DVR-700M | 302
33514 | SOPORTE SENSOR PARO SCALA |  |  | SOUTIEN CAPTEUR DE STOP SCALA | 62
33523 | 5540/4 SEPARADOR DE ACEITE 1/2" 2.4LT |  |  | 5540/4 SÉPARATEUR D'HUILE 1/2" 2.4LT | 349
33550 | VALVULA DESAGÜE 800D 230V 50/60HZ |  |  | VANNE DE DRAINAGE 800D 230V 50/60HZ | 37
33612 | ANCLAJE SILO MS 30'' (33612CT) | BIN FIXING MS 30" | SUPPORTO TERMOSTATO NG |  | 6
33614 | PLACA CONTROL ELECTRONICA 220V/50-60HZ | ELECTRONIC BOARD 220V/50-60 HZ | PLACA ELETTRONICA CUBETTI 220V / 50-60HZ | PLATEAU DE CONTRÔLE ÉLECTRONIQUE 220V/50-60HZ | 110
33636 | SENSOR ULTRASONIDOS MICROSONIC MIC+340/D/TC (100404) |  |  | CAPTEUR ULTRASON MICROSONIC MIC+340/D/TC (100404) | 876
33688 | TAPA EVAPORADOR ECO 130 | EVAPORATOR COVER 130 | COPERTA EVAPORATORE | TAPA EVAPORATEUR ECO 130 | 36
33689 | TAPA CUADRO ELECTRICO MDP R290 (33689CT) | ELECTRIC BOX COVER | COPERCHIO SCATOLA ELETTRICA R290 | TAPA PANNEAU ÉLECTRIQUE MDP R290 (33689CT) | 12
33690 | BASE CUADRO ELECTRICO MDP R290 (33690CT) | ELECTRIC BOX SUPPORT | BASE SCATOLA ELETTRICA NG R290 | BASE PANNEAU ÉLECTRIQUE MDP R290 (33690CT) | 12
33718 | TOLVA SALIDA HIELO DISPENSADOR REDUCIDA | DISPENSER ICE CHUTE |  | TOLVA DE SORTIE GLACE DISPENSEUR RÉDUITE | 69
33725 | SOPORTE CORTINA-EVAPORADOR MDP (33725CT) |  |  | SOUTIEN CURTAIN-EVAPORATEUR MDP (33725CT) | 17
33727 | ABRAZADERA C2 POLIPROPILENO 1/2 (231032) | POLIPROP. BRACE | FASCETTA C2 POLIPROPILENE 3/8 (231031) | SANGLE C2 POLYPROPYLÈNE 1/2 (231032) | 12
33738 | FILTRO ITV, PRO-10 SINGLE SYSTEM (PRO101K) |  |  | FILTRATION ITV, PRO-10 SYSTÈME UNIQUE (PRO101K) | 202
33741 | FILTRO ITV, PRO-16 TWIN SYSTEM (PRO162K) |  |  | FILTRATION ITV, PRO-16 SYSTÈME DOUBLE (PRO162K) | 702
33742 | CARTUCHO REPUESTO ITV,PRO-10 | ITV, PRO-10 CARTRIDGE |  | CARTOUCHE REMPLACEMENT ITV, PRO-10 | 106
33743 | CARTUCHO REPUESTO ITV,PRO-16 | ITV, PRO-16 CARTRIDGE |  | CARTOUCHE REMPLACEMENT ITV, PRO-16 | 142
33775 | SUPLEMENTO IQ BASCULANTE PARO |  |  | SUPPORT IQ BASCULANT PARO | 11
33780 | FF0.3E FULL STAINLESS STEEL R449 PUNCHING BRACKETS & BASE |  |  |  | 9956
33786 | VENTILADOR P400 ASPIRANTE "S" AC 220/60/I UL YWF4E-400S-102/47 | CAPILLARY TUBE 0.8 X 2 | TUBO CAPILLARE 0'8 x 2 (0.025KM) | VENTILATEUR P400 ASPIRANT "S" AC 220/60/I UL YWF4E-400S-102/47 | 363
33793 | CAJA CARTON REPUESTOS USA 1/2 PALLET EU | PACKAGING BOX | SCATOLA CARTONE MS 200/440 | CAISSE CARTON PIÈCES DE RECHANGE USA 1/2 PALLET EU | 27
33831 | IQ BASCULANTE DE PARO (33831RB) | STOP BASCULE FLAP | FERMO BASCULANTE IQ | IQ BASCULANT DE PARO (33831RB) | 5
33837 | PRESOSTATO ALTA REARME AUTOMATICO 8-32 BAR |  |  | PRESSOSTAT HAUT RÉARMEMENT AUTOMATIQUE 8-32 BAR | 299
33840 | COMPRESOR EMX6144U (4.53CC) CSIR 220-240/50-60 R290 |  |  |  | 276
33861 | TORN. DIN 7981 2.9X19 INOX | SCREW R/2.9*19 INOX |  | VIS R/CH 2,9*19 INOX | 5
33870 | CONVERTIDOR DE FRECUENCIA M100 0.37KW | FRECUENCE CONVERTER J1000 JZAB0P4 0.55KW | CONVERTITORE FREC J1000 JZAB0P4 0,55KW | CONVERTISSEUR DE FRÉQUENCE M100 0.37KW | 561
33884 | TAPA CIEGA REJILLA LATERAL MS22 | MS22 SIDE GRILL LID | MS22 COPERCHIO GRIGLIA LATERALE | TAPA CIEGA GRILLE LATÉRALE MS22 | 8
33890 | CLIP SONDA NTC 6X10 | PROBE CLIP NTC 6X10 |  | CLIP SONDE NTC 6X10 | 5
33894 | VALVULA DE RETENCION 5/8S |  |  | VANNE DE RETENTION 5/8S | 140
33927 | REJILLA EXPULSORA VARILLAS PULSAR P45 | ICE CUBES RAMP | GRIGLIA ESPULSIVA VARILLAS ECO40 | GRILLE EXPELLER VARILLAS PULSAR P45 | 15
33930 | ARANDELA HUSILLO IQ400 |  |  | RONDE DIN 125 M-12 INOX | 13
33931 | HUSILLO IQ400 D32 | AUGER IQ400 | COCLEA IQ355 | VIS DIN 912 M-5X10 INOX A2 | 1244
33935 | CLIP FUENTE 1/4 |  |  | CÂBLE PANNEAU PILOTES NIQ L=500 | 5
33936 | REDUCCION FUENTE JG 8-6 |  |  | VIS DIN 933 M-12X45 INOX | 16
33972 | REGULADOR DE VELOCIDAD VENTILADOR SIL2544Z 10-25 BAR |  |  | AXE INFÉRIEUR FRAISE SCALA 10-15TN | 565
34007 | CAJA REPUESTOS ESTUCHE PEQUEÑA (210x150) |  |  | SAC ZIP NEUTRE | 18
34037 | VAL.ROTALOCK VR-C/R14 1-1/4" X 1-1/8 |  |  | BOMBE MRNG REMPLACEMENT 50 HZ | 167
34044 | REJILLA NGQ130 ICETECH R290 (34044CT) | VENTILATION GRILL 60 90 130 | GRIGLIA NGQ60-90-130 ICETECH | VANNE ROTALOCK VR-C/R14 1-1/4" X 1-1/8 | 34
34056 | DESCALCIFICADOR COMPACTO VD12 HASTA 150KG | COMPACT SOFTENER |  | PANNEAU ET CÂBLAGE 220V ÉLECTRONIQUE ATEX NGQ130 | 1673
34061 | IQ 355- 550 BANCADA R290 ELECTRONICA (34061CT) | BASE IQ400-550 | IQ 355- 550 PIASTRA DI BASE | BASE IQ400-550 | 98
34066 | CABLEADO IQ 135-200 R290 ELECTRONICA |  |  |  | 197
34083 | TUBO SALIDA VALVULA DESAGÜE IQ-85/50 |  |  |  | 13
34088 | DEPOSITO DE AGUA SCALA 400/600 - 01004025 |  | SERBATOIO ACQUA SCALA 1TN-3TN - 01010025 | KIT DÉSINFECTANT | 882
34090 | CONTACTOR + DISYUNTOR SILAGD 2544ZTZ |  |  | RÉSERVOIR D'EAU SCALA 400/600 - 01004025 | 784
34104 | IQ 150 TRASERA R290 ELECTRONICA (34104CT) | REAR PANEL IQ135/150 | IQ 135 POSTERIORE | PANNEAU DERRIERE IQ135/150 | 36
34107 | IQ 400 TRASERA R290 ELECTRONICA (34107CT) | REAR COVER IQ400 | IQ 355 POSTERIORE | CONTACTEUR + DISJONCTEUR SILAGD 2544ZTZ | 41
34108 | IQ 475 PUENTE ELECTRONICA (34108RB) | IQ550 BRIDGE EVAPORATOR SUPPORT IQ5 | PONTE IQ 475 | IQ550 PONT SUPPORT EVAPORATEUR IQ55 | 17
34109 | IQ 475 PUENTE (LATERAL) ELECTRONICA (34109CT) | IQ550 BRIDGE (SIDE) | PONTE IQ 475 (LATO) | IQ550 PONT (LATERAL) | 11
34122 | CUBETA AGUA NIQ100 |  | BACINELLA ACQUA GRIGGIO NIQ |  | 13
34125 | REJILLA EXPULSORA VARILLAS PULSAR P95-P115 | ICE CUBES RAMP | GRIGLIA ESPULSIVA VARILLAS ECO40 | TAPA CUVE EAU NIQ100 | 25
34146 | COMPRESOR NST34NG T 200-220V/220-230 50/60Hz/I (34.42CC) CSR R290 |  |  |  | 693
34150 | JUNTA TORICA OR 2,62x107,62 NBR 70 Sh NSF 61 NEGRA | O-RING 8X3 | GUARNIZIONE TORICA 8X3 | JOINT TORIQUE 8X3 | 4
34159 | TORN. DIN 912 M-5X10 INOX A2 | SCREW DIN 912 M5X6 | VITE DIN 912 M5X6 | CONDENSATEUR 2x7 T5 | 8
34162 | CABLE PANEL PILOTOS NIQ L=500 |  |  | VIS DIN 912 M-5X10 INOX A2 | 17
34164 | SINFIN INFERIOR SILO ORBITAL LONGITUD 6500 CON MOTOR DE ACCIONAMIENTO DE 2.2 KW Y SOPORTE INTERMEDIO |  | DIAMETRO ORBITALE BIN 2250 END | CÂBLE PANNEAU PILOTES NIQ L=500 | 43022
34179 | VALVULA EXP. PULSOS AKV 10P6 VALVE ODF-ODF 3/8-1/2IN |  |  | SINFIN INFÉRIEUR SILO ORBITAL LONGUEUR 6500 AVEC MOTEUR D'ACTIONNEMENT DE 2.2 KW ET SUPPORT INTERMÉDIAIRE | 454
34184 | EVAPORADOR SCALA 1T CO2 REPUESTO |  |  | VANNE EXPANSION PULSES AKV 10P6 VANNE ODF-ODF 3/8-1/2IN | 15477
34193 | COMPRESOR RA5 220/50-60 R134A |  |  | EVAPORATEUR SCALA 1T CO2 REMPLACEMENT | 534
34210 | MOTOR REDUCTOR G500-B1500 M550-P90/M4 1.1 KW i=164.833 8.9 RPM 400V/50-60HZ/III | GEAR MOTOR IE2 G500-B450 MXXMAXX 06-423 7.1 RPM 400V/50-60HZ/III 0.25KW | MOTORE RIDUTTORE G500-B450 MXXMAXX 06-423 7.1 RPM 400V / 50-60HZ / III | COMPRESSEUR RA5 220/50-60 R134A | 5692
34286 | CONVERTIDOR DE FREC. VDC-004-1 0.4KW 220V |  |  |  | 423
34289 | PATA D50 H77-86 M10 NEGRA-INOX |  |  | CUBA EAU AVEC TURBINE P25-35-45 R290 | 31
34320 | REJILLA EXPULSORA VARILLAS NG-40 |  |  |  | 38
34321 | REJILLA EXPULSORA VARILLAS NG-30 DELTA MAX |  |  | GRILLE EXPELLER VARILLAS NG-30 DELTA MAX | 29
34322 | REJILLA EXPULSORA VARILLAS NG-50 |  |  | GRILLE EXPELLER VARILLAS NG-50 | 50
34324 | JUNTA INFERIOR SILICONA SCALA 1000-3000 |  |  | JOINT INFÉRIEUR SILICONE SCALA 1000-3000 | 104
34351 | FRENTE INFERIOR P45 R290 (34351CT) |  |  | PANEL INFÉRIEUR P45 R290 (34351CT) | 18
34353 | LATERAL DERECHO P45-P95 R290 (34353CT) |  |  | LATÉRAL DROIT P45-P95 R290 (34353CT) | 58
34354 | LATERAL IZQUIERDO P45-P95 R290 (34354CT) |  |  | LATÉRAL GAUCHE P45-P95 R290 (34354CT) | 58
34356 | CUBIERTA SUPERIOR P45 R290 (34356CT) |  |  | COUVERTURE SUPÉRIEURE P45 R290 (34356CT) | 35
34374 | FRENTE NG-20 (ATEX) ELECTROLUX (34374CT) |  |  | PANEL NG-20 (ATEX) ELECTROLUX (34374CT) | 18
34375 | REJILLA AIREACION ELECTROLUX NG-30 (34375CT) |  |  |  | 18
34376 | REJILLA AIREACION ELECTROLUX NG40-IQ85 |  |  | GRILLE AÉRATION ELECTROLUX NG40-IQ85 | 17
34408 | MICROCHANEL HEAT EXCHANGER SC-1200 |  |  |  | 70
34420 | TAPA CARTON 420X540 MM |  |  | COUVERCLE CARTON 420X540 MM | 6
34424 | TAPA CARTON 515-780X645 MM |  |  | COUVERCLE CARTON 515-780X645 MM | 10
34427 | TAPA CARTON 575-835X695 MM |  |  |  | 10
34429 | ETIQUETAS 148X210 - ETIQUETADORA AUTOMÁTICA idBLOCKS |  |  | ÉTIQUETTES 148X210 - ÉTIQUETTEUSE AUTOMATIQUE idBLOCKS | 1
34457 | CABLE PANEL PILOTOS L=700 |  |  |  | 18
34489 | IQ 150 LATERAL IZDO R290 ELECTRONICA |  |  | IQ 150 LATÉRAL GAUCHE R290 ÉLECTRONIQUE | 45
34521 | CANTONERA RIGIDA CARTON 60X65X80MM |  |  | CANTONNIÈRE RIGIDE CARTON 60X65X80MM | 4
34523 | TRANSFORMADOR TR3024 230/24 VAC 30VA |  |  | TRANSFORMATEUR TR3024 230/24 VAC 30VA | 210
34524 | EJE PRINCIPAL SOPORTE FRESA - 2TN |  |  | AXE PRINCIPAL SUPPORT FRAISE - 2TN | 2132
34532 | IQ 550 LATERAL DCHO R290 ELECTRONICA |  |  |  | 78
34533 | IQ 550 LATERAL IZDO R290 ELECTRONICA |  |  |  | 78
34535 | IQ 400 LATERAL IZDO R290 ELECTRONICA |  |  | IQ 400 LATÉRAL GAUCHE R290 ÉLECTRONIQUE | 67
34543 | FRENTE ICETECH IQ-150 R290 ELECTRONICA |  |  | PANEL ICETECH IQ-150 R290 ÉLECTRONIQUE | 30
34546 | TUERCA D-6923 GRAFILADA A2 INOXIDABLE M4/70 | NUT STAINLESS A2 M4/70 |  |  | 5
34547 | TUERCA D-6923 GRAFILADA A2 INOXIDABLE M5/80 | NUT STAINLESS A2 M5/80 |  |  | 5
34558 | CARATULA SEÑALIZACION MS |  |  | CARTOUCHE SIGNALISATION MS | 81
34564 | DEPOSITO 50LT. REDONDO VERTICAL NATURALL - PARA SCALA-SC DEPOSITO SAL |  |  | RÉSERVOIR 50LT. ROND VERTICAL NATURALL - POUR SCALA-SC RÉSERVOIR SEL | 395
34572 | COMPRESOR NJ9238GS (32.67 CC) R404 380V/60HZ/III (P) |  |  | COMPRESSEUR NJ9238GS (32.67 CC) R404 380V/60HZ/III (P) | 801
34577 | CABLE DISPLAY MS |  |  | CÂBLE AFFICHAGE MS | 18
34671 | SEPARADOR ASPIRACION ESK FA 35 W |  |  | SÉPARATEUR ASPIRATION ESK FA 35 W | 776
34696 | COMPRESOR AGP-TZ P TC" 400V III |  |  | COMPRESSEUR AGP-TZ P TC" 400V III | 4055
34697 | SEPARADOR ACEITE ESK OS-22 7/8" |  |  | SÉPARATEUR HUILE ESK OS-22 7/8" | 743
34698 | RECIPIENTE RHC-30 |  |  | RÉCIPIENT RHC-30 | 1725
34736 | CARTUCHO FILTRO DESHIDRATADOR CASTEL (404144) |  |  |  | 63
34766 | TUBO ENTRADA EVAPORADOR IQ-85/50 V2 |  |  |  | 12
34776 | KIT ACTUALIZACION PLACA ST LINK V-3 | ELECTRONIC BOARD UPDATE KIT ST LINK V-3 |  | KIT MISE À JOUR PLACA ST LINK V-3 | 384
34815 | DESHIDRATADOR DANFOSS DCL165S 23Z4524 5/8" |  |  | DÉSINCRUSTANT DANFOSS DCL165S 23Z4524 5/8" | 103
34828 | COMPRESOR TAJ4517Z (AJ2) "K" 25.95CC 220/60Hz III (AJ4ZL1SF606A10-M) |  | COMPRESSORE TAJ4517Z (AJ2) "K" 25,95CC 220 / 60Hz III (AJ4ZL1SF606A10-M) | COMPRESSEUR TAJ4517Z (AJ2) "K" 25.95CC 220/60Hz III (AJ4ZL1SF606A10-M) | 738
34829 | COMPRESOR TAJ4519Z (AJ2) "K" 34.42cc 220/60Hz (AJ4ZR1SF607A10) |  | COMPRESSORE TAJ4519Z (AJ2) "K" 34,42cc 220 / 60Hz (AJ4ZR1SF607A10) | COMPRESSEUR TAJ4519Z (AJ2) "K" 34.42cc 220/60Hz (AJ4ZR1SF607A10) | 756
34835 | VALVULA MECANICA PARA ACTIVAR EL PEDAL G63 |  |  | VANNE MÉCANIQUE POUR ACTIVER LE PÉDALIER G63 | 145
34855 | BASCULANTE PUERTA NG30 | DIP TRAY NG30 |  |  | 15
34856 | BASCULANTE PUERTA NG60 | DIP TRAY NG60 |  |  | 17
34857 | BASCULANTE PUERTA SPIKA NG100 | DIP TRAY NG100 |  |  | 19
34860 | BASCULANTE PUERTA SPIKA NG150 | DIP TRAY NG150 |  |  | 21
34875 | ELECTROVÁLVULA AGUA 2IN - 1OUT |  |  | ÉLECTROVANNE EAU 2IN - 1OUT | 287
34925 | CAJA EVAPORADOR MS48-1500 (34925RB) |  |  |  | 318
34965 | COMPRESOR NTX6233UV (27.8CC) CSCR 208-230/60 R290 |  |  |  | 728
34977 | SENSOR NIVEL DE AGUA MAGNETICO SCALA |  |  | SENSOR NIVEAU D'EAU MAGNÉTIQUE SCALA | 113
35021 | VALV SOLENOIDE EVR 6 1/2" R |  |  | VANNE SOLÉNOÏDE EVR 6 1/2" R | 342
35070 | LABERINTO TEXTURIZADOR-A13.010 |  |  | LABYRINTHE TEXTURISATEUR-A13.010 | 620
35074 | BOMBA DE AGITACION PARA FUENTE RA5G 50-60 HZ |  |  | BOMBE D'AGITATION POUR SOURCE RA5G 50-60 HZ | 51
35130 | CABLE VENT. NIQ L1000 UL (27450.62332) |  |  |  | 32
35173 | PALA VENT. 300X19º ALUM. | FAN BLADE 300X19º |  |  | 8
35246 | MICROCHANEL HEAT EXCHANGER MS700 |  |  |  | 127
35332 | GUIA FILTRO AIRE MS30" 200KG (35332RB) | AIR FILTER GUIDE MS30" 200KG |  |  | 5
35366 | TUBO DRENAJE FUENTE RA5G (208098) |  |  | TUBE DRAINAGE SOURCE RA5G (208098) | 40
35450 | DEPOSITO DE AGUA SCALA 1TN-3TN - 01010025 |  | SERBATOIO ACQUA SCALA 1TN-3TN - 01010025 | DÉPÔT D'EAU SCALA 1TN-3TN - 01010025 | 1048
35451 | TAPA CUBA AGUA SCALA SC 1TN-3TM - 01010029 |  | COPERCHIO 1TN-3TM BACINELLE SCALA SC - 01010029 | COUVERCLE CUBA EAU SCALA SC 1TN-3TM - 01010029 | 338
35628 | ANILLO ACERO VENTILADOR D.300 ELCO (3255008) |  |  |  | 46
35728 | CONDENSADOR CBB21 104J400V 0.1MICROF 400V |  |  |  | 6
35744 | PEDAL FUENTE |  |  |  | 42
35789 | GRIFO LLENA JARRAS G61 103 3/8F |  |  |  | 162
35827 | ADHESIVO PULSADOR FUENTE RIVER |  |  |  | 115
35828 | PULSADOR FUENTE RIVER |  |  |  | 62
35885 | CONJUNTO EJE SCALA 3TN (EJE-FRERSA-RASCADOR) |  |  |  | 2892
35904 | ACOPLAMIENTO MOTOR (43440) |  |  |  | 182
35905 | TORNILLO PASADOR MOTOR (21162) |  |  |  | 17
35928 | 10 TN CONJUNTO TORNILLO CENTRAL COJINETE INFERIOR (17) |  |  |  | 36
35929 | 10 TN TORNILLO CAJA COJINETE INFERIOR (22) |  |  |  | 6
35930 | 10 TN CAJA COJINETE SUPERIOR (33) |  |  |  | 1188
41382 | EUROPALET HOMOLOGADO EUR PAL 800x1200X145 KIT |  | EUROPALET KIT PANNELLI 800x1200 SPIKA MS1500 TWIN | EUROPALET HOMOLOGUÉ EUR PAL 800x1200X145 KIT | 52
42185 | BOBINA REFORZADA ELECTROVALVULAS ENTRADA W.AZUL (1175) |  | BOBINA ELETTROVALVOLA RINFORZATA W.AZUL INPUT (1175) | BOBINE RENFORCÉE ÉLECTROVANNE ENTRÉE W.AZUL (1175) | 8
42298 | FLOTADOR GUIA INOX 3/4. SCALA 5T 58012 (01050010) |  |  | FLÉCHETTE GUIDAGE INOX 3/4. SCALA 5T 58012 (01050010) | 259
42393 | EJE 613mm CARRO FOLLET 502332 |  | CARRELLO FOLLET ASSE 613mm 502332 | AXE 613mm CARRIÈRE FOLLET 502332 | 146
42408 | GRAPA SERIE 35 15MM |  |  |  | 4
42493 | 2521515 REDUCTOR DE PRESION FUENTE |  | 2521515 RIDUTTORE DI PRESSIONE SORGENTE | 2521515 RÉDUCTEUR DE PRESSION SOURCE | 121
42494 | 2641138 VALVULA ENTRADA DE AGUA FUENTE |  | 2641138 SORGENTE VALVOLA INGRESSO ACQUA | 2641138 VANNE ENTRÉE D'EAU SOURCE | 111
45300 | ETIQUETA EAC CERTIFICADO GOST EMBALAJE |  | ETICHETTA EAC CONFEZIONAMENTO GOST PACKAGING | ÉTIQUETTE EAC CERTIFICAT GOST EMBALLAGE | 6
47135 | RELE TERMICO MT-12 0,82A (0.63-1A) | BREAKER RELAY | RELÈ TERMICO MT-12 0,82 A (0,63-1 A) | RELÉ THERMIQUE MT-12 0,82A (0.63-1A) | 73
47397 | MAGNETOTERMICO BKJ63N 4P C16A |  | MAGNETOTERMICO BKN 4P C16A 06140123R0 | MAGNETOTHERMIC BJ63N 4P C16A 06140123R0 | 92
47486 | SETA PARO EMERGENCIA. BASE FIJACION CONTACTOS ZB4BZ009 |  | PULSANTE DI ARRESTO DI EMERGENZA. BASE DI FISSAGGIO CONTATTI ZB4BZ009 | SETTE PARO EMERGENCE. BASE FIXATION CONTACTS ZB4BZ009 | 197
47509 | RELE TERMICO MT-12 3,3A (2.5-4A) | THERMIC RELAY GTK-22 | RELÈ TERMICO MT-12 3,3A (2,5-4A) | RELÉ THERMIQUE MT-12 3,3A (2.5-4A) | 64
48069 | FOTOCELULA E3G-ML79TG CONTROL DE NIVEL DE HIELO SCALA - ACTUAL 30991 | PHOTOCELL CONTROL | FOTOCELLULA E3G-ML79TG SCALA CONTROLLO DEL LIVELLO DI GHIACCIO - CORRENTE 30991 | PHOTOÉLECTRIQUE E3G-ML79TG CONTRÔLE NIVEAU GLACE SCALA - ACTUEL 30991 | 475
48161 | CUCHILLA HOWE 10E E10E2 |  | HOWE 10E E10E2 LAMA | LAME HOWE 10E E10E2 | 2436
48302 | UNIDAD BITZER USBB-1200+2xKP5 380V/50HZ |  |  | UNITÉ BITZER USBB-1200+2xKP5 380V/50HZ | 22125
48325 | BIDON 20 LITROS BOCA ANCHA | 20L DRUM | BIDONE PER DOSIFICATORE | BIDON 20 LITRES BOUCHE LARGE | 77
48448 | 1581176-COMPRESOR DANFOSS NL10MF-R134A 220V RAIN-120-TOP |  | 1581176-COMPRESSORE DANFOSS NL10MF-R134A 220V RAIN-120-TOP | 1581176-COMPRESSEUR DANFOSS NL10MF-R134A 220V RAIN-120-TOP | 579
48505 | IWK/V TERMINAL REMOTO V800 WK1400100N000 | REMOTE TERMINAL | TERMINALE REMOTO IWK / V V800 WK1400100N000 | IWK/V TERMINAL DISTANT V800 WK1400100N000 | 283
48569 | PROGRAMADOR ICD3+CABLE | PROGRAMMER ICD3 + CABLE | PROGRAMMATORE CAVI ICD3 + | PROGRAMMATEUR ICD3+CÂBLE | 1013
48596 | BOMBA PERISTALTICA 0-1.5L 220V/50HZ (10.173.K2) |  | POMPA PERISTALTICA 0-1,5 L 220 V / 50 HZ (10.173.K2) | BOMBE PERISTALTIQUE 0-1.5L 220V/50HZ (10.173.K2) | 503
48599 | COMPRESOR BITZER 4NES-14Y-409 (122380) |  | BITZER COMPRESSOR 4NES-14Y-409 (122380) | COMPRESSEUR BITZER 4NES-14Y-409 (122380) | 10450
48611 | ORIFICIO 3 PARA VALVULA TZ2 068-2006 (401104) |  | FORO PER VALVOLA TZ2 068-2006 (401104) | ORIFICE 3 POUR VANNE TZ2 068-2006 (401104) | 48
48685 | TORN. DIN 933 M-12X45 INOX |  | VIOLENTO. DIN 933 M-12X40 INOX | VIS DIN 933 M-12X45 INOX | 10
48686 | ARANDELA DIN 125 M-12 INOX |  | Arand. DIN 125 M-12 INOX | RONDELLE DIN 125 M-12 INOX | 16
48687 | ARANDELA DIN 127 M-12 GROVER INOX |  | Arand. DIN 127 M-12 GROVER INOX | RONDELLE DIN 127 M-12 GROVER INOX | 8
48691 | PUERTA CORREDIZA S1475 (502237) |  | PORTA SCORREVOLE S1475 (502237) | PORTE CORRÉDIGE S1475 (502237) | 303
48733 | COMPUERTA SALIDA HIELO FOLLET ITS COMPLETA (502856) - TAJADERA |  | IL SUO COMPUTER COMPLETO PER USCITA ICE COMPLETA (502856) - PIASTRA | COUVERCLE SORTIE GLACE FOLLET ITS COMPLÈTE (502856) - HACHOIR | 1252
48811 | TAPA CUBETA AGUA SCALA 1000 A 3000 (48811RB) |  | COPERCHIO CUBO ACQUA SCALA 1000 A 3000 | COUVERCLE CUBA EAU SCALA 1000 A 3000 (48811RB) | 23
48812 | TAPA CUBETA AGUA SCALA 5000 (48812RB) |  | COPERCHIO CUBO ACQUA SCALA 5000 | COUVERCLE CUBA EAU SCALA 5000 (48812RB) | 39
48847 | DETECTOR ULTRASONIDOS CILINDRICO 4000MM |  |  | DÉTECTEUR ULTRASON CYLINDRIQUE 4000MM | 2514
48848 | K3MA-J-A2 24VAC/VDC Procesador de señal, DC entrada de tensión/ corriente, 2xsalida relé 24 VAC/DC |  | K3MA-J-A2 Processore di segnale 24 V CA / V CC, ingresso tensione / corrente CC, 2x uscita relè 24 V CA / CC | K3MA-J-A2 24VAC/VDC Processeur de signal, entrée tension/courant, 2xsortie relais 24 VAC/DC | 491
48850 | S8VK-C06024 Fuente de alimentación 60W/24V/2.5A carril DIN LITE (375666) |  | S8VK-C06024 Alimentatore 60W / 24V / 2.5A guida DIN LITE (375666) | S8VK-C06024 Source d'alimentation 60W/24V/2.5A rail DIN LITE (375666) | 96
48857 | (183409) VALVULA BYPASS DESCARGA COMPRESOR UNIDAD USBB-1200 |  | (183409) VALVOLA DI BYPASS SCARICA L'UNITÀ COMPRESSORE USBB-1200 | (183409) VANNE BYPASS DÉCHARGE COMPRESSEUR UNITE USBB-1200 | 899
48909 | HUSILLO IQ-135 (C/CHA.BAND) EJE DIAMETRO 25 | AUGER IQ135/150 | COCLEA IQ-135 (C / CHA.BAND) | HUSILLO IQ-135 (C/CHA.BAND) AXE DIAMÈTRE 25 | 833
49100 | P.C.BOARD PLACA ELECTRONICA SCALA-205003.00 |  | SCHEDA ELETTRONICA SCHEDA P.C. SCALA-205003.00 | P.C.BOARD PLAQUE ÉLECTRONIQUE SCALA-205003.00 | 613
49101 | SENSOR NIVEL DE AGUA SCALA 1-3T |  |  | SENSOR NIVEAU D'EAU SCALA 1-3T | 132
49102 | SENSOR DE VELOCIDAD SCALA 1-3T antigua- 205008.00 |  | SENSORE DI VELOCITÀ SCALA 1-3T vecchio- 205008.00 | SENSOR DE VITESSE SCALA 1-3T ancien- 205008.00 | 222
49103 | SENSOR DE TEMPERATURA DE CONDENSACION SCALA - 205009.00 |  | SENSORE DI TEMPERATURA DI CONDENSAZIONE SCALA - 205009.00 | SENSOR DE TEMPÉRATURE DE CONDENSATION SCALA - 205009.00 | 69
49104 | SENSOR DE TEMPERATURA DE EVAPORACION SCALA |  |  | SENSOR DE TEMPÉRATURE D'ÉVAPORATION SCALA | 113
49106 | BOMBA AGUA SCALA 400-2000 | WATER PUMP SCALA 400-1500 | POMPA ACQUA SCALA 400-2000 | BOMBE EAU SCALA 400-2000 | 576
49107 | BOMBA AGUA SCALA 3000 | PUMP SCALA 3TN | POMPA ACQUA SCALA 3000 - MP20RN- 3T | BOMBE EAU SCALA 3000 | 833
49108 | RODAMIENTO DE LA FRESA SCALA 1T-3T |  | CUSCINETTO SCALA 1T-3T 3203-2RS CUSCINETTO FRAGOLA | ROULEMENT FRAISE SCALA 1T-3T | 253
49109 | CUCHILLA SCALA 0.4T |  | SCALA 0.4T BLADE (ICE BLADE PB0.4F) | LAME SCALA 0.4T | 529
49110 | CUCHILLA SCALA 1T - FRESA |  |  | LAME SCALA 1T - FRAISE | 1322
49111 | CUCHILLA SCALA 5TM ICE BLADE |  | SCALA 5TN BLADE | LAME SCALA 5TM ICE BLADE | 1641
49112 | CUCHILLA SCALA 2TM |  | SCALA 2TM ICE BLADE BLADE - PB2F | LAME SCALA 2TM | 1837
49113 | CUCHILLA SCALA 3TM - FRESA |  |  | LAME SCALA 3TM - FRAISE | 2203
49114 | RODAMIENTO SUP. EJE SCALA 0.4T-0.6T 22206 |  | CUSCINETTO SUP ASSALE SCALA 0.4T-0.6T 22206 | ROULEMENT SUP. AXE SCALA 0.4T-0.6T 22206 | 756
49115 | RODAMIENTO SUP. EJE SCALA 1T-3 |  | CUSCINETTO SUP SCALA AXLE 1T-3T 22207 | ROULEMENT SUP. AXE SCALA 1T-3 | 533
49116 | RODAMIENTO SUP. EJE SCALA 5T NSK 22207 |  | CUSCINETTO SUP SCALA AXLE 5T NSK 22207 | ROULEMENT SUP. AXE SCALA 5T NSK 22207 | 481
49117 | RODAMIENTO INF. EJE SCALA 0.4T-0.6T 32005 |  | CUSCINETTO INF. ASSALE SCALA 0.4T-0.6T 32005 | ROULEMENT INF. AXE SCALA 0.4T-0.6T 32005 | 169
49118 | RODAMIENTO INF. EJE SCALA 1T-3T 32006 |  | CUSCINETTO INF. SCALA AXLE 1T-3T 32006 | ROULEMENT INF. AXE SCALA 1T-3T 32006 | 169
49120 | REDUCTOR SCALA 400-600 0.12KW |  |  | RÉDUCTEUR SCALA 400-600 0.12KW | 2377
49122 | RODAMIENTO INFERIOR EJE SCALA 10T | SCALA 10T AXLE LOWER BEARING | CUSCINETTO INF. SCALA AXLE 10T 32008 | ROULEMENT INF. AXE SCALA 10T | 110
49123 | RODAMIENTO SUP. EJE SCALA 10T 22208E INOX ( 40* 80*23) | SCALA 10T AXLE UPPER BEARING | CUSCINETTO SUP SCALA AXLE 10T 22208E INOX (40 * 80 * 23) | ROULEMENT SUP. AXE SCALA 10T 22208E INOX (408023) | 474
49124 | REDUCTOR SCALA 1T-5T 0.18KW-NMRV040/25*NMRV075/30 | GEAR MOTOR SCALA 1T-3T | SCALA REDUCER 1T-5T 0.18KW-NMRV040 / 25 * NMRV075 / 30 | RÉDUCTEUR SCALA 1T-5T 0.18KW-NMRV040/25*NMRV075/30 | 2559
49125 | 0.37KW REDUCTOR SCALA 10T GEARMOTOR | SCALA 5-10 TONS GEAR |  | 0.37KW RÉDUCTEUR SCALA 10T GEARMOTOR | 3217
49126 | DEFLECTOR AGUA SCALA (TRAY Nº69) 1-1.5-2-3T |  | DEFLETTORE ACQUA SCALA (VASSOIO Nº69) 1-1.5-2-3T PB3FL-FZ-01 | DÉFLECTEUR EAU SCALA (PLATEAU Nº69) 1-1.5-2-3T | 98
49128 | DEFLECTOR AGUA SCALA (TRAY Nº69) 0.4-0.6T PB3FL-FZ-01 |  | DEFLETTORE ACQUA SCALA (VASSOIO Nº69) 0.4-0.6T PB3FL-FZ-01 | DÉFLECTEUR EAU SCALA (PLATEAU Nº69) 0.4-0.6T PB3FL-FZ-01 | 73
49129 | DISTRIBUIDOR AGUA SCALA 0.4T (Nº18) (PB0.4T-5 TUBES) |  | DISTRIBUTORE ACQUA SCALA 0.4T (Nº18) (PB0.4T-5 TUBES) | DISTRIBUTEUR EAU SCALA 0.4T (Nº18) (PB0.4T-5 TUBES) | 502
49130 | BOMBA AGUA MP-40RX SCALA 5T(WATER PUMP PB5F)220V-50HZ 5T-10T | WATER PUMP SCALA 5-10T | POMPA ACQUA MP-40RX SCALA 5T (POMPA ACQUA PB5F) 220V-50HZ 5T-10T | BOMBE EAU MP-40RX SCALA 5T(WATER PUMP PB5F)220V-50HZ 5T-10T | 973
49131 | DISTRIBUIDOR AGUA SCALA 1-2-3T |  | DISTRIBUTORE ACQUA SCALA 1-2-3T (Nº18) (PB1-3F 8 TUBES) | DISTRIBUTEUR EAU SCALA 1-2-3T | 817
49136 | MOTOR 0.18KW B5 380V/50HZ/III 1400RPM (Scala 1-5TN) |  | MOTORE 0.18KW B5 380V / 50HZ / III 1400 giri / min (Scala 1-5TN) | MOTEUR 0.18KW B5 380V/50HZ/III 1400RPM (Scala 1-5TN) | 479
49151 | EJE SUPERIOR FRESA SCALA 1-3TN |  | SCALA 1-3TN FRAGOLA ASSALE SUPERIORE (01010071) | AXE SUPÉRIEUR FRAISE SCALA 1-3TN | 110
49152 | EJE INFERIOR FRESA SCALA 1-3TN | REAMER BEARING (UNDER) | SCALA INFERIORE SCALA 1-3TN (01010077) | AXE INFÉRIEUR FRAISE SCALA 1-3TN | 110
49154 | Water Pump MP20RN- 3T |  | Pompa acqua MP20RN- 3T | Water Pump MP20RN-3T | 527
81089 | COMPRESOR AE4425Z-GS1A (4.24CC) 220V/50-60HZ |  | COMPRESSORE AE4425Z-GS1A (4.24CC) 220V / 50-60HZ DCAE138.2001 (AE-1169-BF) | COMPRESSEUR AE4425Z-GS1A (4.24CC) 220V/50-60HZ DCAE138.2001 (AE-1169-BF) | 326
81095 | COMPRESOR (8.85CC) 220V/60HZ |  | COMPRESSORE AE4450Z-ES1B (8.85CC) 220V / 60HZ - (AE-1074-FR-M) | COMPRESSEUR (8.85CC) 220V/60HZ -(AE-1074-FR-M) | 432
82801 | COMPRESOR AE4430Z-AA1A "XA" (5.16CC) 115/60 DCAE132.2001 (AE-1127-BF-M) | COMPRESSOR AE4430Z AA1A "XA" 5.16CC | COMPRESSORE AE4430Z-AA1A "XA" (5.16CC) 115/60 DCAE132.2001 (AE-1127-BF-M) | COMPRESSEUR AE4430Z-AA1A "XA" (5.16CC) 115/60 DCAE132.2001 (AE-1127-BF-M) | 369
82803 | COMPRESOR AE4460Z-AA1C "AA" | COMPRESSOR AE4460Z-AA1C "AA" (10.33CC) | COMPRESSORE "AA" AE4460Z-AA1C (10.33CC) (AE-1067-FR) | COMPRESSEUR AE4460Z-AA1C "AA" | 473
1000004 | LATERAL DERECHO VITRINA SIMPLE |  | VETRO LATERALE LATERALE SEMPLICE | LATERAL DROIT VITRINE SIMPLE | 101
1000006 | SEPARADOR CENTRAL VITRINA SIMPLE |  | SEPARATORE CENTRALE IN VETRO SEMPLICE | SÉPARATEUR CENTRAL VITRINE SIMPLE | 42
1000008 | CRISTAL LATERAL IZQUIERDO VITRINA DOBLE |  | VETRO LATO SINISTRO DOPPIO VETRO | CRISTAL LATERAL GAUCHE VITRINE DOUBLE | 94
1000009 | SEPARADOR CENTRAL VITRINA DOBLE |  | SEPARATORE CENTRALE A DOPPIO VETRO | SÉPARATEUR CENTRAL VITRINE DOUBLE | 68
1000010 | CRISTAL SIMPLE VITRINA 4 |  | VETRO SINGOLO VETRO 4 | CRISTAL SIMPLE VITRINE 4 | 207
1000011 | CRISTAL SIMPLE VITRINA 6 |  | VETRO SINGOLO VETRO 6 | CRISTAL SIMPLE VITRINE 6 | 230
1000012 | CRISTAL SIMPLE VITRINA 8 | TEMPERED GLASS FOR SUSHI CASE 185 | VETRO SINGOLO VETRO 8 | CRISTAL SIMPLE VITRINE 8 | 282
1000013 | CRISTAL DOBLE VITRINA 4 |  | DOPPIO VETRO VETRO 4 | CRISTAL DOUBLE VITRINE 4 | 239
1000014 | CRISTAL DOBLE VITRINA 6 |  | VETRO DOPPIO VETRO 6 | CRISTAL DOUBLE VITRINE 6 | 282
1000015 | CRISTAL DOBLE VITRINA 8 |  | VETRO DOPPIO VETRO 8 | CRISTAL DOUBLE VITRINE 8 | 310
1000016 | CRISTAL ESTANTE DOBLE VITRINA 4 |  | VETRO DOPPIO DOCCIA VETRO 4 | CRISTAL ÉTAGÈRE DOUBLE VITRINE 4 | 31
1000017 | CRISTAL ESTANTE DOBLE VITRINA 6 |  | VETRO DOPPIO DOCCIA VETRO 6 | CRISTAL ÉTAGÈRE DOUBLE VITRINE 6 | 134
1000018 | CRISTAL ESTANTE DOBLE VITRINA 8 |  | VETRO DOPPIO DOCCIA DOCCIA 8 | CRISTAL ÉTAGÈRE DOUBLE VITRINE 8 | 145
1000025 | PUERTA DOBLE FUME VITRINA 6 |  | FUMO A DOPPIA PORTA VITRINA 6 | PORTE DOUBLE FUME VITRINE 6 | 54
1000026 | PUERTA DOBLE FUME VITRINA 8 |  | FUMO A DOPPIA PORTA VITRINA 8 | PORTE DOUBLE FUME VITRINE 8 | 66
1000027 | PUERTA SIMPLE FUME VITRINA 4 |  | FUMO A SINGOLA PORTA VITRINA 4 | PORTE SIMPLE FUME VITRINE 4 | 26
1000028 | PUERTA SIMPLE FUME VITRINA 6 |  | FUMO A SINGOLA PORTA VITRINA 6 | PORTE SIMPLE FUME VITRINE 6 | 39
1000029 | PUERTA SIMPLE FUME VITRINA 8 |  | FUMO VITRINA SINGOLA PORTA 8 | PORTE SIMPLE FUME VITRINE 8 | 50
1000059 | Cubeta Gastronorm GN 1/3 40h. mm. |  | Cuvetta Gastronorm GN 1/3 40h. mm. | Bac Gastronorm GN 1/3 40h. mm. | 32
1000060 | Termostato EWPLUS 961 NTC 2HP 230V |  | Termostato EWPLUS 961 NTC 2HP 230V | Thermostat EWPLUS 961 NTC 2HP 230V | 85
1000062 | FUENTE DE ALIMENTACION 12V |  | Vetrina di alimentazione 12v | SOURCE D'ALIMENTATION 12V | 85
1000069 | Tornillo Broca C/Plana DIN. 7504-P Z. Negro (4,8x 032,0). |  | Punta da trapano a vite con piatto DIN. 7504-P Z. Nero (4.8x 032.0). | Vis foreuse C/plate DIN. 7504-P Z. Noire (4,8x 032,0). | 5
1000110 | Casquillo goma negra 5x8x5 |  | Cappuccio in gomma nera 5x8x5 | Douille en caoutchouc noir 5x8x5 | 3
1000111 | Protector LED Vitrina 4 |  | Vetrina LED 4 | Protecteur LED Vitrines 4 | 9
1000120 | SEPARADOR CENTRAL VITRINA SUSHI |  | SEPARATORE CENTRALE SUSHI VITRINA | SÉPARATEUR CENTRAL VITRINE SUSHI | 42
1000121 | Esparrago roscado DIN 913 M5x12 |  | Perno filettato DIN 913 M5x12 | Écrou filet DIN 913 M5x12 | 2
1000214 | Termostato EWPLUS 961 NTC 115V |  | Termostato EWPLUS 961 NTC 115V | Thermostat EWPLUS 961 NTC 115V | 85
1200011 | CRISTAL SIMPLE U/C VITRINA |  | VETRO SINGOLO U / C VITRINA | Cristal simple U/C Vitrine | 221
1200012 | CRISTAL DOBLE U/C VITRINA |  | VETRO DOPPIO VETRO U / C | Cristal double U/C Vitrine | 141
1200051 | TIRA LED 14,4W 6000K VITRINA 6 |  | BANDA LED 14.4W 6000K VITRINA 6 | Bande LED 14,4W 6000K Vitrine 6 | 139
12000103 | Led 4 -RW- Vitrina. Dim.: 722x12x12mm. Potencia: 9W 220V |  | Led 4 -RW- Vetrina. Dim.: 722x12x12mm. Potenza: 9 W 220 V. | Led 4 -RW- Vitrine. Dim.: 722x12x12mm. Puissance: 9W 220V | 46
1002A | MINICONTACTOR GMC-9M/4 AC240V 3POLOS 1 AUXILIAR 1269038100 | CONTACTOR 220V/50HZ | MINIONTACTOR GMC-9M / 4 AC240V 3POLOS 1 AUSILIARIO 1269038100 | Minicontactor GMC-9M/4 AC240V 3P 1 auxiliaire 1269038100 | 47
109A | PLATO/BRIDA IQ TUBO 40 |  | PIASTRA / FLANGIA IQ TUBE 40 | Plateau/Flasque IQ tube 40 | 97
1137A | 2521812-GRIFO LLENA JARRAS G61 (V2020) |  | 2521705-TAP JARRAS COMPLETO G61 | 2521812-Faucet rempli les jarres G61 (V2020) | 150
113A | CLIP REMATE BOCA | CLIP | CLIP FERMO BOCCA | Clip finition bouche | 8
115E | HUSILLO IQ 85C (D35.7/20.5) EXT.RECORTADO | AUGER IQ50-85 | MANDRINO IQ 85C (CON RIVESTIMENTO) | Husillo IQ 85C (D35.7/20.5) EXT. raccourci | 708
121A | SOPORTE CORTINA NG-40 | CURTAIN HOLDER | SUPPORTO CORTINA NG-40 | Support rideau NG-40 | 9
125A | IQ 135/175 COJINETE INFERIOR | IQ 135/175 LOWER BEARING | IQ 135/175 BOCCOLA INFERIORE | IQ 135/175 Palier inférieur | 255
140A | COMPAS PUERTA NG DCHO | DOOR RIGHT COMPASS NG MODELS | COMPASSO PORTA NG DESTRA | Compas porte NG droit | 30
141A | COMPAS PUERTA NG IZDO | DOOR LEFT COMPASS NG MODELS | COMPASSO PORTA NG SINISTRA | Compas porte NG gauche | 30
153A | TERMOSTATO (CICLO) | CYCLE THERMOSTAT ATB-X367 | TERMOSTATO ATB-X367 (CICLO) K22SS1096000A.01 | Thermostat (cycle) | 63
161A | PILAR TRASERO NG-40 (161ARB) | BACK SIDE COLUMNE NG | PILASTRO POSTERIORE NG-40 | Pillar arrière NG-40 (161ARB) | 19
162A | IQ 355/475 COJINETE INFERIOR | IQ 400/550/1100 LOWER BEARING | IQ 355/475 BOCCOLA INFERIORE | IQ 355/475 Palier inférieur | 337
1770A | PILAR TRASERO NG-70 (1770ARB) | BACK PILAR NG-80 | PILASTRO POSTERIORE NG-70 | Pillar arrière NG-70 (1770ARB) | 6
1775U | PILAR ACOMETIDAS NG-70 R290 (1775URB) | SUPPORT FOR INLET PIPE NG 70 | PILASTRO ACCESSATO NG-70 | Pillar branchements NG-70 R290 (1775URB) | 8
1791U | FRENTE SUPERIOR NG-70 (ATEX) (1791URB) |  | ANTERIORE SUPERIORE NG-70 | Front supérieur NG-70 (ATEX) (1791URB) | 20
1807A | TRASERA NG-70 (1807ACT) | REAR COVER | POSTERIORE NG-70 | Arrière NG-70 (1807ACT) | 25
181A | CAJA MOTOR AGITADOR | PADDLE MOTOR BOX | SCATOLA MOTORE AGITATORE | Boîte moteur agitateur | 9
1900U | LATERAL NG-70 R290 (1900UCT) | SIDE PANEL | FIANCO DESTRO NG-70 | Latéral NG-70 R290 (1900UCT) | 59
1909U | DEFLECTORA AIRE IQ-85 R290 (1909UCT) | AIR DEFLECTOR IQ-85 R290 | DEFLETTORE ARIA IQ-85 R290 | Déflecteur d'air IQ-85 R290 (1909UCT) | 8
1927U | IQ 150 LATERAL DCHO R290 (1927UCT) | RIGHT PANEL IQ135/150 | IQ 135 FIANCO DESTRO | IQ 150 latéral droit R290 (1927UCT) | 54
1938G | TAPA REGISTRO GRIS | GRAY REGISTRATION COVER | COPERCHIO REGISTRAZIONE GRIGIO | Couvercle registre gris | 12
1966A | CUBA AGUA NIQ GRIS | WATER TRAY NIQ GREY | BACINELLA ACQUA GRIGGIO NIQ | Cuba eau NIQ gris | 56
1967G | CUBIERTA CUBA IQ GRIS |  |  | Couvercle Cuba IQ gris | 6
1968G | TAPA REGISTRO CUBA IQ GRIS | WATER BIN COVER | COPERCHIO REGISTRO GRIGIO VASCA IQ | Couvercle registre Cuba IQ gris | 10
207A | PILAR ACOMETIDAS NG-40 (207ARB) | MULTIPLE OUT PUT COLUMNE NG | PILASTRO COLLEGAMENTI NG-40 | Pillar branchements NG-40 (207ARB) | 21
2086UA | FRENTE REJILLA INOX ECO 30-40 R290 (ATEX) (2086UACT) | FRONT PANEL | GRIGLIA ANTERIORE ECO INOX 30-40 R290 | Front grille inox ECO 30-40 R290 (ATEX) (2086UACT) | 51
2088UA | FRENTE REJILLA ECO DELTA INOX 60 R290 (ATEX) (2088UACT) | FRONT PANEL | GRIGLIA ANTERIORE ECO DELTA INOX 60 R290 | Front grille ECO Delta inox 60 R290 (ATEX) (2088UACT) | 57
2089U | FRENTE REJILLA ECO DELTA INOX 80 R290 (ATEX) (2089UCT) | FRONT GRILL | GRIGLIA FRONTALE | Front grille ECO Delta inox 80 R290 (ATEX) (2089UCT) | 78
2297A | TAPA EVAP. NG 55 | EVAPORATOR COVER | COPERCHIO EVAP. NG 55 | Couvercle évaporateur NG 55 | 20
2434CT | IQ BASCULANTE DE PARO |  |  | IQ basculant de pause | 5
2446A | MOTOR VENTILADOR 34W 220-50/60 | FAN MOTOR | MOTOR VENTILATORE | Moteur ventilateur 34W 220-50/60 | 76
2465U | IQ 150 CUBIERTA R290 (2465UCT) | TOP PANEL IQ135/150/200 | IQ 175 COPERCCHIO | IQ 150 Couvercle R290 (2465UCT) | 55
2481U | IQ 400 TRASERA R290 (2481UCT) | REAR COVER IQ400 | IQ 355 POSTERIORE | IQ 400 Arrière R290 (2481UCT) | 40
2531A | MARCO EVAPORADOR SPIKA 21" | SPIKA EVAPORATOR FRAME 21" | MARCHIO EVAPORATORE SPIKA 21" | Cadre évaporateur SPIKA 21" | 20
2537B | TAPON DISTRIBUIDOR IZDO SPIKA V3 | SPIKA LEFT DISTRIBUTOR CAP | TAPPO DISTRIBUTORE SINISTRA SPIKA V2 | Bouchon distributeur gauche SPIKA V3 | 6
2538B | TAPON DISTRIBUIDOR DCHO SPIKA V3 | SPIKA V3 RIGHT DISTRIBUTOR PLUG | TAPPO DISTRIBUTORE DESTRA SPIKA V2 | Bouchon distributeur droit SPIKA V3 | 6
2729U | CUBIERTA IQ 1100 R290 (2729UCT) |  |  |  | 107
28A | MOTOR VENT.10W+PIE H72 220/50 NET3T10ZVN016 + 1038110 | FAN MOTOR 10W H72 220/50 | MOTOVENTILATORE 10W + PIE H 72 220/50 | Moteur Vent.10W+Pied H72 220/50 NET3T10ZVN016 + 1038110 | 76
2977G | TESTERO DER.EVAP. MV-400 |  |  |  | 27
2981G | TESTERO DER.EVAP. MV-200 | HEADER RIGHT EVAP. MV-200 | PARTE DESTRA EVAP. MV-200 | Testeur droit évaporateur MV-200 | 20
2982G | TESTERO IZQ.EVAP. MV-200 |  | PARTE SINISTRA EVAP. MV-200 | Testeur gauche évaporateur MV-200 | 20
30027A | MINICONTACTOR GMC-12M AC240V 4P 4A | MINICONTACTOR GMC-12M AC240V 4P 4A | MINICONTATTORE GMC-12M AC240V 4P 4A | Minicontactor GMC-12M AC240V 4P 4A | 67
30088A | SONDA RAPIDA NTC 4X40 IP67 (NTC015WF00) |  | SONDA RAPIDA NTC 4X40 IP67 (NTC015WF00) | Sonde rapide NTC 4X40 IP67 (NTC015WF00) | 16
30148A | PALA SC SILO-CARRO | BIN SHOVEL | SC PALO BIN-CARRO | Pala SC Silo-Chariot | 564
30235A | LATERAL DCHO MRNG V.INOX |  |  | Latéral droit MRNG V.Inox | 109
30237A | CUBIERTA MRNG V.INOX (30237ACT) | COVER MRNG V. INOX | COPERCHIO MRNG V.INOX | Couvercle MRNG V.Inox (30237ACT) | 168
30249D | MOTOREDUCTOR NIQ 0.25KW EJE INOX 220V 50/60HZ |  |  | Motoreducteur NIQ 0.25KW Axe inox 220V 50/60HZ | 2099
3030A | COMPRESOR 400/440-50/60Hz TUBOS |  |  |  | 1878
3030R | COMPRESOR 400/440-50/60Hz ROTALOCK |  | TAG2516Z COMPRESSORE "F1 T TC" TUBI 400 / 440-50 / 60Hz (2855030105) | Compresseur 400/440-50/60Hz ROTALOCK | 1646
30363A | MOTORREDUCTOR IE2 G500-B450 MXXMAXX 06-423 7.1 RPM 400V/50-60HZ/III 0.25KW | GEAR MOTOR IE2 G500-B450 MXXMAXX 06-423 7.1 RPM 400V/50-60HZ/III 0.25KW | MOTORE RIDUTTORE G500-B450 MXXMAXX 06-423 7.1 RPM 400V / 50-60HZ / III | Motoréducteur IE2 G500-B450 MXXMAXX 06-423 7.1 RPM 400V/50-60HZ/III 0.25KW | 1992
30418A | TESTERO DERECHO EVAPORADOR MS22-400 | EVAPORATOR RIGHT END HEAD MS22-400 | MS22 EVAPORATORE DESTRA TESTER | Testeur droit évaporateur MS22-400 | 20
30419A | TESTERO IZQUIERDO EVAPORADOR MS22-400 | EVAPORATOR LEFT END HEAD MS22-400 | TESTER SINISTRO EVAPORATORE MS22 | Testeur gauche évaporateur MS22-400 | 20
30445A | TAPA SALIDA HIELO NIQ | NIQ ICE EXIT LID | COPERCHIO USCITA GHIACCIO NIQ | Couvercle sortie glace NIQ | 23
30468A | TUBO DESAGUE MS22 | DRAIN PIPE MS22 | MS22 TUBO DI SCARICO | TUBE DRAINAGE MS22 | 10
30469A | TUBO IMPULSION MS22 INFERIOR | LOWER IMPULSION PIPE MS22 | TUBO DI IMPULSIONE INFERIORE MS22 |  | 31
30492A | JUNTA TORICA 64,00x3,00 NBR 70 Sh NSF 61 NEGRA |  |  | JONC TORIQUE 64,00x3,00 NBR 70 Sh NSF 61 NOIR | 5
30494A | JUNTA TORICA 20,00x3,00 NBR 70 Sh NSF 61 NEGRA | O-RING SEAL 20,00*3,00 NSF 61 BLACK | GUARNIZIONE TORICA NBR 70 Sh NSF 61 NERO | JONC TORIQUE 20,00x3,00 NBR 70 Sh NSF 61 NOIR | 6
30495A | RODAMIENTO INOX (20x42x12) | BEARING INOX | CUSCINETTO INOX (20x42x12) | ROULEMENT INOX (20x42x12) | 100
30496A | JUNTA TORICA 69,44x3,53 NBR 70 Sh NSF 61 NEGRA | TORIC JOINT 69.44x3.53 NBR 70 Sh NSF 61 BLACK | GUARNIZIONE TORICA 69,44x3,53 NBR 70 Sh NSF 61 NERO | JONC TORIQUE 69,44x3,53 NBR 70 Sh NSF 61 NOIR | 7
30499A | JUNTA TORICA 164.87x3.85 EPDM 65 Sh NEGRA | TORIC JOINT 164.87x3.85 EPDM | GUARNIZIONE TORICA 168.87x3.85 EPDM | JONC TORIQUE 164.87x3.85 EPDM 65 Sh NOIR | 18
30525A | COMPRESOR M32 (AJ2) (34.42cc) 400/440-50/60Hz |  |  | COMPRESSEUR M32 (AJ2) (34.42cc) 400/440-50/60Hz | 752
30562C | MOTOREDUCTOR NIQ 0.18 KW EJE INOX 220V 50/60HZ |  |  | MOTEUR RÉDUCTEUR NIQ 0.18 KW AXE INOX 220V 50/60HZ | 1991
30563D | MOTOREDUCTOR NIQ 0.18 KW EJE INOX 115V 60HZ |  |  | MOTEUR RÉDUCTEUR NIQ 0.18 KW AXE INOX 115V 60HZ | 1911
30564E | PLACA CONTROL NIQ 220V 50/60HZ (V210) C/PLANO EX |  |  |  | 374
30595E | PLACA CONTROL CUBITOS/SPIKA 115V/60HZ | ELECTRONIC BOARD | PIASTRA DI CONTROLLO CUBE / SPIKA 115 V / 60 HZ (V / S CSPK05) EX | PLAQUE DE CONTRÔLE CUBITOS/SPIKA 115V/60HZ | 208
30635A | ANCLAJE RESORTE GAS EF-BR04X (AISI 316) |  | ANCORAGGIO A MOLLA GAS EF-BR04S | ANCRAGE RESSORT GAZ EF-BR04X (AISI 316) | 15
3064A | DESHIDRATADOR C-083-S 3/8" (400503C) | DRIER DML083S 3/8 S (23Z4570) | DESHIDRATATORE DML083S 3/8 "S (23Z457091) | DÉSHYDRATEUR C-083-S 3/8" (400503C) | 22
3064B | DESHIDRATADOR 3/8"S | DRIER DML083S 3/8 S (23Z4570) | DESHIDRATATORE DML083S 3/8 "S (23Z457091) | DÉSHYDRATEUR 3/8"S | 52
30662EK | COMPRESOR ELECTRIC KIT |  |  | COMPRESSEUR KIT ÉLECTRIQUE | 160
30667A | GUIA ECO 135 110 SUPERIOR IZQ | LEFT DOOR GUIDE | GUIDA ECO 110 SUPERIORE IZQ | GUIDE ECO 135 110 SUPÉRIEUR GAUCHE | 12
30668A | GUIA ECO 135 - 110 SUPERIOR DCHA | RIGHT DOOR GUIDE | ECO 110 GUIDA SUPERIORE DESTRA | GUIDE ECO 135 - 110 SUPÉRIEUR DROIT | 12
30755B | CONJUNTO SOLDADO INTERCAMBIADOR D35x360 | WELDED EXCHANGER ASSEMBLY D35x360 | GRUPPO SALDATO SCAMBIATORE 50x360 (codice 7770) | ENSEMBLE SOUDÉ ÉCHANGEUR D35x360 | 114
3078A | PUENTE NG-30 (3078ARB) |  | PONTE NG-30 | PONT NG-30 (3078ARB) | 17
30874B | BRIDA AL. REDUCTOR LENZE 31393 (ESTAMPACIÓN) | GEAR MOTOR FLANGE LENZE 31393 (ESTAMPACIÓN) | FLANGIA AL. REDUCTOR LENZE 31393 (LAVORATO) | FLASQUE AL. RÉDUCTEUR LENZE 31393 (ESTAMPAGE) | 115
30875A | SOPORTE MOTOR VOLTEADOR NGQ150 IZDA V2 (30875ARB) |  | NGQ150 IZDA V2 SUPPORTO MOTORE TORNITURA | SUPPORT MOTEUR VOLUMINEUX NGQ150 GAUCHE V2 (30875ARB) | 8
30939A | SONDA RAPIDA NTC 4X40 IP68 C/CONECTOR |  |  | SONDE RAPIDE NTC 4X40 IP68 AVEC CONNECTEUR | 18
31059A | PALA SC SILO-CARRO NSF |  | PALETTA SC BIN-CARO NSF | PALA SC SILO-CHARIOT NSF | 605
31060A | COMPRESOR 220V-50/60HZ-III R404A (54,3CC) |  | TFH2480Z F1 TU COMPRESSORE "K" 220V-50 / 60HZ / III (53.2CC) (BP) | COMPRESSEUR 220V-50/60HZ-III R404A (54,3CC) | 1134
31160E | PRESOSTATO (11.5-13.5 BAR) R290 | FAN CONTROL PRESSURE SWITCH | PRESSOSTATO NSDHF12B00100 (11.5-13.5 BAR) R290 | PRESOSTAT (11,5-13,5 BAR) R290 | 36
31199DF | CABLEADO NG 220V ELECTR. DF |  |  | CÂBLAGE NG 220V ÉLECTRONIQUE DF | 155
31310A | COMPRESOR (27.8CC) CSR 220-240/50 R290 |  |  | COMPRESSEUR (27,8CC) CSR 220-240/50 R290 | 594
31393A | MOTORREDUCTOR 400V/50-60HZ/III | GEAR MMOTOR 400V/50-60HZ/III | MOTORE RIDUTTORE G500-B450 MXXMAXX 071-32 (0.37 KW) 7.3 RPM 400V / 50-60HZ / III | MOTEUR RÉDUCTEUR 400V/50-60HZ/III | 1850
31450EK | COMPRESSOR ELECTRIC KIT FOR 31450 | SPIKA 130 R290 START COMPONENT |  | KIT ÉLECTRIQUE COMPRESSEUR | 70
31451AC | ACCESORIOS COMPRESOR GR | COMPRESSORACCESORIES |  | ACCESSOIRES COMPRESSEUR GR | 6
31451AG | CUBIERTA TERMINAL COMPRESOR |  |  | COUVERCLE TERMINAL COMPRESSEUR | 6
31451OP | PROTECTOR COMPRESOR |  |  | PROTECTEUR COMPRESSEUR | 21
31451SC | CONDENSADOR ARRANQUE COMPRESOR | COMPRESSOR RSTART CAPACITOR |  | CONDENSATEUR DE DÉMARRAGE COMPRESSEUR | 26
31451SR | RELE ARRANQUE COMPRESOR |  |  | RELAY DE DÉMARRAGE COMPRESSEUR | 17
31451TS | TORNILLO AUTORROSCANTE COMPRESOR |  |  | VIS AUTOPERCEUSE COMPRESSEUR | 2
31452EK | COMPRESSOR ELECTRIC KIT FOR 31452 | SPIKA 230 R290 START COMPONENT |  | KIT ÉLECTRIQUE COMPRESSEUR | 70
31454EK | COMPRESSOR ELECTRIC KIT FOR 31454 | SPIKA 360 R290 START COMPONENT |  | KIT ÉLECTRIQUE COMPRESSEUR | 70
31456OP | PROTECTOR TERMICO COMPRESOR | COMPRESSOR OVERLOAD PROTECTOR |  | PROTECTEUR THERMIQUE COMPRESSEUR | 19
31456RC | CONDENSADOR DE MARCHA COMPRESOR | COMPRESSOR RUN CAPACITOR |  | CONDENSATEUR DE FONCTIONNEMENT COMPRESSEUR | 39
31456SC | CONDENSADOR DE ARRANQUE COMPRESOR | COMPRESSOR START CAPACITOR |  | CONDENSATEUR DE DÉMARRAGE COMPRESSEUR | 39
31456SR | RELE DE ARRANQUE COMPRESOR | COMPRESSOR START RELAY |  | RELAY DE DÉMARRAGE COMPRESSEUR | 39
31457OP | PROTECTOR TERMICO COMPRESOR | COMPRESSOR OVERLOAD PROTECTOR |  | PROTECTEUR THERMIQUE COMPRESSEUR | 19
31457RC | CONDENSADOR DE MARCHA COMPRESOR | COMPRESSOR RUN CAPACITOR |  | CONDENSATEUR DE FONCTIONNEMENT COMPRESSEUR | 39
31457SC | CONDENSADOR DE ARRANQUE COMPRESOR | COMPRESSOR START CAPACITOR |  | CONDENSATEUR DE DÉMARRAGE COMPRESSEUR | 39
31457SR | RELE DE ARRANQUE COMPRESOR | COMPRESSOR START RELAY |  | RELAY DE DÉMARRAGE COMPRESSEUR | 39
31466U | PILAR TRASERO DCHO NIQ R290 (31466URB) | RIGHT REAR PILLAR NIQ R290 | PILASTRO POSTERIORE DESTRO NIQ R290 | PILIER ARRIÈRE DROIT NIQ R290 (31466URB) | 10
31557B | CABLEADO ECO ELECTRONICA ATEX |  | CABLAGGIO ELETTRONICO | CÂBLAGE ÉCO ÉLECTRONIQUE ATEX | 56
31570A | BASE CUADRO ELECTRICO NG R290 ATEX (31570ACT) | ELECTRIC BOX SUPPORT | BASE SCATOLA ELETTRICA NG R290 | BASE DU TABLEAU ÉLECTRIQUE NG R290 ATEX (31570ACT) | 12
31571A | TAPA CUADRO ELÉCTRICO R290 ATEX (31571ACT) | ELECTRIC BOX COVER | COPERCHIO SCATOLA ELETTRICA R290 | COUVERCLE DU TABLEAU ÉLECTRIQUE R290 ATEX (31571ACT) | 13
31660E | PRESOSTATO (25-20 BAR) R290 | HIGH PRESSURE SWITCH | PRESSOSTATO NSDHA 12B00300 (25-20 BAR) R290 | PRESOSTAT (25-20 BAR) R290 | 35
31667A | TAPA CUADRO ELÉCTRICO NG30 R290 ATEX (31667ACT) | ELECTRIC BOX COVER | NG30 R290 COPERCHIO QUADRO ELETTRICO | COUVERCLE DU TABLEAU ÉLECTRIQUE NG30 R290 ATEX (31667ACT) | 11
31668A | BASE CUADRO ELECTRICO NG30 R290 ATEX (31668ACT) | ELECTRIC BOX SUPPORT | NG30 R290 BASE SCATOLA ELETTRICA | BASE DU TABLEAU ÉLECTRIQUE NG30 R290 ATEX (31668ACT) | 13
31723B | CONEXION DESAGÜE USA 3/4 FTP | DRAIN FITTING |  |  | 9
31748A | BAFLE CONDENSADOR DANFOSS (PEDIR REPUESTO 33597) (31748ARB) |  |  |  | 32
31823A | BASE CUADRO ELECTRICO ECO R290 ATEX (31823ACT) | ELECTRIC BOX SUPPORT | BASE SCATOLA ELETTRICA ECO R290 | BASE DU TABLEAU ÉLECTRIQUE ÉCO R290 ATEX (31823ACT) | 8
31826U | BASE CUADRO ELECTRICO NG20 R290 (ATEX) (31826UCT) | ELECTRICAL PANEL BASE NG20 R290 (ATEX) | SCATOLA ELETTRICA BASE NG20 R290 | BASE DU TABLEAU ÉLECTRIQUE NG20 R290 (ATEX) (31826UCT) | 9
31987A | BOBINA ZB14 115 VAC/60HZ (304985) |  | RT14 115 VAC / 60HZ COIL (304985) | BOBINE ZB14 115 VAC/60HZ (304985) | 27
32020A | COND.AGUA 6V TUBO 35(DIAM 340)-MR (SS-0360GT) |  | COND.WATER 6V TUBE 35 (DIAM 340) -MR | COND.EAU 6V TUBE 35(DIAM 340)-MR (SS-0360GT) | 801
3202A | MOTO REDUCTOR MR 2IV50 / 0.37 KW 220V/50-60Hz/i | GEAR MOTOR 2IV50 71C4 0.37 KW | MR 2IV50 VO3A-EM71C4 230B5 / .... V5 / 0,37 KW | MOTEUR RÉDUCTEUR MR 2IV50 / 0.37 KW 220V/50-60Hz/i | 2182
3214A | COMPRESOR 380V-50HZ R404A (43,3CC) | COMPRESSOR NT6226GK 22.4cc 220/240-50Hz R404 (CSR) | COMPRESSORE TFH4524Z T 380V-50HZ R404A (43.5CC) (2545230115-M) | COMPRESSEUR 380V-50HZ R404A (43,3CC) | 1229
32157EK | KIT ELECTRICO COMPRESOR |  |  | KIT ÉLECTRIQUE COMPRESSEUR | 348
32202U | PILAR TRASERO DCHO NIQ UL R290 (32202URB) |  | PILASTRO POSTERIORE DESTRO NIQ UL R290 | PILIER ARRIÈRE DROIT NIQ UL R290 (32202URB) | 12
32275A | ALIMENTADOR 220VAC-12VDC 500 mA SALIDA CABLES |  |  | ALIMENTATEUR 220VAC-12VDC 500 mA SORTIE CÂBLES | 51
32348U | PUENTE DCHO MS22 UL R290 (32348UCT) | RIGHT BRIDGE MS22 UL R290 | PONTE DESTRO MS 22 "UL | PONT DROIT MS22 UL R290 (32348UCT) | 6
32370A | RODAMIENTO 6006-2RS1 INOX (30x55x13) (FAG) |  |  | ROULEMENT 6006-2RS1 INOX (30x55x13) (FAG) | 128
32453B | TUBO DESAGÜE FORZADO DESCARGA CUBETA NG |  |  | TUBE D'ÉVACUATION FORCÉE DÉCHARGEMENT CUBETTE NG | 92
3268A | CONDENSADOR AGUA 10V TUBO 22 (DIAM 250) | CONDENSER W MV400 | COND. ACQUA 10V TUBO 22 (DIAM 250) | CONDENSATEUR EAU 10V TUBE 22 (DIAM 250) | 1014
32727CH | GRAPA TAPA CAJA ELECTRICA COMPRESOR | COMPRESSOR CAP HOLDER |  | PINCE COUVERCLE BOÎTIER ÉLECTRIQUE COMPRESSEUR | 3
32727EC | TAPA CAJA ELECTRICA COMPRESOR | COMPRESSOR ELECTRICAL COVER |  | COUVERCLE BOÎTIER ÉLECTRIQUE COMPRESSEUR | 3
32727OP | PROTECTOR TERMICO COMPRESOR | COMPRESSOR OVERLOAD PROTECTOR |  | PROTECTEUR THERMIQUE COMPRESSEUR | 18
32727RC | CONDENSADOR MARCHA COMPRESOR | COMPRESSOR RUN CAPACITOR |  | CONDENSATEUR DE MARCHE COMPRESSEUR | 36
32727SR | RELE PTC COMPRESOR | COMPRESSOR RUN CAPACITOR |  | RELAY PTC COMPRESSEUR | 18
33194A | VENTILADOR EC P300 200-240V/50-60HZ 1500 RPM (0-10V) S3G300-AK13-52 |  | VENTOLA EC P300 200-240 V / 50-60 HZ S1G300-FO01-01 | VENTILATEUR EC P300 200-240V/50-60HZ 1500 RPM (0-10V) S3G300-AK13-52 | 741
33263A | KIT CAIDA HIELO "Y" SCALA 1-3TN H1200 |  |  | KIT CHUTE DE GLACE "Y" SCALA 1-3TN H1200 | 1449
33303EK | ELECTRIC KIT COMPRESOR |  |  |  | 83
333A | BU-FLEX OUTLET HOSE 21C/22 L.1'8 MTS. RUBBER 20 | WATER OUTLET DRAINING HOSE | TUBO DI SCARICO 21C/22,L1.8MT | BU-FLEX HOSE SORTIE 21C/22 L.1'8 MTS. CAOUTCHOUC 20 | 5
33799B | PLACA DE CONTROL IQ 100-240V/50-60 MONOFÁSICA |  |  |  | 193
33972A | REGULADOR DE VELOCIDAD VENTILADOR 10-25 BAR |  |  | RÉGULATEUR DE VITESSE VENTILATEUR 10-25 BAR | 445
34056A | DESCALCIFICADOR DENVER BLUE 12 HASTA 150KG |  |  | DÉSCALANT DENVER BLUE 12 JUSQU'À 150KG | 1673
3421U | PUENTE NG-90 R290 (3421UCT) | CHASSIS NG110 | PONTE NG-90 | PONT NG-90 R290 (3421UCT) | 94
3436U | PILAR TRASERO NG-90 R290 (3436URB) | BACK PILAR NG-110 | PILASTRO POSTERIORE NG-90 | PILIER ARRIÈRE NG-90 R290 (3436URB) | 6
34543CT | FRENTE ICETECH IQ-150 R290 ELECTRONICA |  |  | FRENT ICETECH IQ-150 R290 ÉLECTRONIQUE | 29
34642A | PLACA CONTROL MS 22-30-48 220V 50/60HZ |  |  | PLACA DE CONTRÔLE MS 22-30-48 220V 50/60HZ | 315
353A | SOPORTE MOTOR VOLTEADOR NGQ 20-40 | CAM MOTOR SUPPORT 20 40 | NGQ 20-40 SUPPORTO MOTORE TORNITURA | SUPPORT MOTEUR VOLTEUR NGQ 20-40 | 7
353B | SOPORTE MOTOR VOLTEADOR NGQ 20-40 | TURNING MOTOR SUPPORT NGQ 20-40 | SUPPORTO MOTORE RIBALTAMENTO NGQ 20-40 | SUPPORT MOTEUR VOLTEUR NGQ 20-40 | 7
3561U | BANCADA MDP R290 (3561UCT) | MDP BEDPLATE | MDP BANKING | BANCHE MDP R290 (3561UCT) | 102
3568U | TIRANTE PUENTE MDP R290 (3568URB) | SUPPORT MPD | TRACOLLA IN MDP | TIRANT PONT MDP R290 (3568URB) | 21
3575U | LATERAL DCHO MDP R290 (3575UCT) | RIGHT PANEL MDP | MDP LATO DESTRO | LATÉRAL DROIT MDP R290 (3575UCT) | 140
3576U | LATERAL IZDO MDP R290 (3576UCT) | LEFT PANEL MDP | MDP LATO SINISTRO | LATÉRAL GAUCHE MDP R290 (3576UCT) | 140
3579U | TRASERA MDP R290 (3579UCT) | REAR UPPER PANEL MDP | MDP POSTERIORE SUPERIORE | ARRIÈRE MDP R290 (3579UCT) | 17
3785U | TRASERA NG-90 R290 (3785UCT) | BACK PANEL | POSTERIORE NG-90 | ARRIÈRE NG-90 R290 (3785UCT) | 34
380C | PROGRAMADOR 20' 220/50 C/TAQ.(2 MICROS) | 20' TIMER | PROGRAMMATORE 20 '220/50 C / TAQ. (2 MICROS) 4902CI0BGR000.1000 380C | PROGRAMMEUR 20' 220/50 C/TAQ.(2 MICROS) | 88
395B | REDUCTOR 15411 S/AG 48RPM- (K15-MGJ6013-ITV) | REDUCTOR 15411 S/AG 48RPM | RIDUTTORE 15411 S / AG 48 RPM-EYE PN673-V2 | RÉDUCTEUR 15411 S/AG 48RPM- (K15-MGJ6013-ITV) | 172
3969U | LATERAL NG 90/150 R290 (3969UCT) | RIGHT PANEL NG-110 | FIANCO DESTRO NG-90 | LATÉRAL NG 90/150 R290 (3969UCT) | 158
396A | REDUCTOR 50411-G 1V/1'5M (K50-MGJ6013-ITV) | MOTOR GEARBOX 50411 | RIDUTTORE 50411-G 1V / 1'5M V2 | RÉDUCTEUR 50411-G 1V/1'5M (K50-MGJ6013-ITV) | 237
4055A | SOPORTE CORTINA NG-55 | CURTAIN HOLDER | SUPPORTO CORTINA | SUPPORT CORTINE NG-55 | 10
4078A | CONJUNTO FLOTADOR SCALA for 1,2&3Tms |  | SCALA FLOAT ASSEMBLY per 1,2 e 3Tms | ENSEMBLE FLOTAEUR SCALA pour 1,2&3Tms | 48
4108U | TRASERA ECO 30/40 R290 (4108UCT) | REAR COVER | POSTERIORE EC0 30/40 R290 | ARRIÈRE ECO 30/40 R290 (4108UCT) | 56
4124U | TRASERA ECO 52 R290 (4124UCT) | REAR COVER | ECP POSTERIORE 52 R290 | ARRIÈRE ECO 52 R290 (4124UCT) | 59
4154R | MOTORREDUCTOR K9357514 220V/50HZ/24RPM |  | K9357514 MOTORE 220V / 50Hz / 24 giri / min | MOTO-REDUCTEUR K9357514 220V/50HZ/24RPM | 548
4169A | FRENTE SUPERIOR NG-55 (4169ARB) | UPPER FRONT NG-55 | ANTERIORE SUPERIORE NG-55 | FRENT SUPÉRIEUR NG-55 (4169ARB) | 15
4170A | CUBIERTA NG-55 (4170ACT) | TOP PANEL NG | COPERCHIO NG-55 | COUVERCLE NG-55 (4170ACT) | 53
4170ACT | CUBIERTA NG-55 |  |  | COUVERCLE NG-55 | 72
4172A | TRASERA NG-55 (4172ACT) | REAR COVER NG | POSTERIORE NG-55 | ARRIÈRE NG-55 (4172ACT) | 10
4186A | REJILLA AIREACION NG-55 |  |  |  | 22
4188A | REJILLA AIREACION NG 70/90 | FRONT LOUVER NG70/90 |  |  | 21
4193A | SOPORTE CORTINA NG-140 V2 |  |  |  | 38
4219UA | LATERAL NG30 R290 |  |  | LATÉRAL NG30 R290 | 67
421UB | FRENTE SUPERIOR NG-40 R290 (ATEX) (421UBRB) |  | ANTERIORE SUPERIORE NG-40 R290 | FRENT SUPÉRIEUR NG-40 R290 (ATEX) (421UBRB) | 12
4230A | MOTOR VENTILADOR .10W SIN PIE | FAN MOTOR 10 W | MOTOVENTILATORE | MOTEUR VENTILATEUR .10W SANS PIED | 49
4268A | PUERTA ECO 40 REFORZADAS VIP | DOOR ECO 35/45 | PORTA | PORTE ECO 40 RENFORCÉES VIP | 15
4269A | PUERTA ECO 60 | DOOR ECO 60 | PORTA | PORTE ECO 60 | 28
4270A | PUERTA ECO 70/80 | DOOR ECO 80 | PORTA | PORTE ECO 70/80 | 29
4298A | PILAR ACOMETIDAS ECO 100 DOBLE ENT. W (4298ACT) |  |  | PILIER ACOMETTAGE ECO 100 DOUBLE ENT. W (4298ACT) | 33
4298ACT | PILAR ACOMETIDAS ECO 100 DOBLE ENTR. W |  |  | PILIER ACOMETTAGE ECO 100 DOUBLE ENTR. W | 33
4314U | PUENTE NG-140 R290 (4314UCT) | CHASSIS NG-150 | PONTE NG-140 | PONT NG-140 R290 (4314UCT) | 89
4316U | FRENTE SUPERIOR NG-140 R290 (4316URB) |  | ANTERIORE SUPERIORE NG-140 | FRENT SUPÉRIEUR NG-140 R290 (4316URB) | 25
4320U | TRASERA NG-140 R290 (4320UCT) | BACK PANEL NG-150 | POSTERIORE NG-140 | ARRIÈRE NG-140 R290 (4320UCT) | 59
4433A | TAPA EVAP. NG-ECO 40 | EVAPORATOR COVER | COPERCHIO EVAP. NG 40 | COUVERCLE EVAP. NG-ECO 40 | 19
4464B | SOPORTE CORTINA ECO 110 (4464BCT) | CURTAIN SUPPORT 130 | SUPPORTO BANDIERINE | SUPPORT CORTINE ECO 110 (4464BCT) | 32
448A | FILTRO 18x60 1/4-1/4" C/T | FILTER 18x60 1/4-1/4 C/T | "FILTRO 18x60 1 / 4-1 / 4 ""C / T" | FILTRE 18x60 1/4-1/4" C/T | 16
4513A | TERMOSTATO EVAP. | EVAPORATOR THERMOST. | TERMOSTATO EVAP. K22S1098000 | THERMOSTAT EVAP. | 38
464A | FRENTE SUPERIOR IQ-85 (464ARB) | IQ-85 UPPER FRONT | ANTERIORE SUPERIORE IQ-85 | FRENT SUPÉRIEUR IQ-85 (464ARB) | 12
4816A | LATERAL ECO INOX 100 DCHO (4816ACT) | RIGHT PANEL ECO 120 | FIANCO DESTRO INOX ECO 100 | LATÉRAL ECO INOX 100 DROIT (4816ACT) | 245
4817A | LATERAL ECO INOX 100 IZDO (4817ACT) | LEFT PANEL ECO 120 | FIANCO SINISTRO INOX ECO 100 | LATÉRAL ECO INOX 100 GAUCHE (4817ACT) | 245
4818V2 | CUBIERTA ECO 40 INOX (4818V2CT) |  |  | COUVERCLE ECO 40 INOX (4818V2CT) | 51
4819V1 | CUBIERTA ECO 50 INOX (4819V1CT) | INOX COVER 50 | COPERTURA INOX ECO 50 | COUVERCLE ECO 50 INOX (4819V1CT) | 48
4820V1 | CUBIERTA ECO 70 INOX (4820V1CT) | INOX COVER 70 | COPERTURA INOX ECO 70 | COUVERCLE ECO 70 INOX (4820V1CT) | 100
4821V1 | CUBIERTA ECO 100 INOX REF (4821V1CT) | INOX COVER 100 | COPERCCHIO ECO 100 INOX RIF | COUVERCLE ECO 100 INOX REF (4821V1CT) | 95
4875G | BASCULANTE PUERTA HNG KITCHEN AID GRIS |  | PORTELLONE HNG AIUTO CUCINA GRIGIO | PORTES BASCULANTES HNG KITCHEN AID GRIS | 16
4878G | LAMA CORTINA EXTERIOR HNG KITCHEN AID GRIS |  | FOGLIO PER TENDE ESTERNO HNG AIUTO CUCINA GRIGIO | LAMELLE CORTINE EXTÉRIEURE HNG KITCHEN AID GRIS | 7
4879G | LAMA CORTINA INTERIOR HNG KITCHEN AID GRIS |  |  | LAMELLE CORTINE INTÉRIEURE HNG KITCHEN AID GRIS | 5
4880A | PLACA BASE HNG AZUL | ELECTRONIC CARD HNG BLUE | PIASTRA BASE HNG BLU | PLACA BASE HNG BLEU | 206
489A | LATERAL DCHO NG-40 (489ACT) | RIGHT PANEL NG | FIANCO DESTRO NG-40 | LATÉRAL DROIT NG-40 (489ACT) | 61
489UA | LATERAL NG-40 R290 (489UACT) | SIDE PANEL | FIANCO DESTRO NG-40 R290 | LATÉRAL NG-40 R290 (489UACT) | 61
490A | LATERAL IZDO NG-40 (490ACT) | LEFT SIDE PANEL NG | FIANCO SINISTRO NG-40 | PANNEAU LATÉRAL GAUCHE NG-40 (490ACT) | 61
4928A | LATERAL DCHO IQ85/200 UL (4928ACT) | RIGTH SIDE PANEL |  | PANNEAU LATÉRAL DROIT IQ85/200 UL (4928ACT) | 61
4929A | LATERAL IZDO. IQ85/200 UL (4929ACT) | LEFT SIDE PANEL |  | PANNEAU LATÉRAL GAUCHE IQ85/200 UL (4929ACT) | 61
4946UB | FRENTE SUPERIOR NG-30 R290 (ATEX) (4946UBRB) | UPPER FRONT NG-30 R290 | ANTERIORE SUPERIORE NG-30 R290 | PANNEAU SUPÉRIEUR NG-30 R290 (ATEX) (4946UBRB) | 11
506U | PUENTE NG-40 R290 (506UCT) | BRIDGE NG-40 R290 | PONTE NG-40 R290 | PONT NG-40 R290 (506UCT) | 21
5157U | CABLE MICRO PARADA ATEX | MICRO-STOP CABLE Q20-30 | CAVO MICRO STOP | CÂBLE MICRO-ARRÊT ATEX | 9
536A | CONTACTOR MC-9a AC240V 50/60Hz 1a | CONTACTOR 220V/50HZ | CONTATTORE MC-9a AC240V 50 / 60Hz 1a | CONTACTEUR MC-9a AC240V 50/60Hz 1a | 35
6078R | CUBA AGUA MS AZUL | WATER BIN MS BLUE | MS BLUE WATER CUBE | BAC À EAU MS BLEU | 22
6080A | CORTINA MS-400 (GRIS) |  |  |  | 76
6080R | CORTINA MS-400 AZUL | CURTAIN MS 30" BLUE | TENDA BLU MS-400 | CORTINE MS-400 BLEU | 27
6081R | CORTINA MS-200 AZUL | CURTAIN MS 30" BLUE (200) | TENDA BLU MS-200 | CORTINE MS-200 BLEU | 15
6085GA | TESTERO SUPERIOR MS | TOP PANEL EVAPORATOR |  | TESTER SUPÉRIEUR MS | 13
6086G | TESTERO INFERIOR MS |  | PARTE INFERIORE EVAP. MS | TESTER INFÉRIEUR MS | 15
6093A | CORTINA SPIKA ELECTRONICA 26" | CURTAIN 26" | "TENDA SPIKA 26 """ | CORTINE SPIKA ÉLECTRONIQUE 26" | 110
6094A | CORTINA SPIKA ELECTRONICA 30" | CURTAIN 30" | "TENDA SPIKA 30 """ | CORTINE SPIKA ÉLECTRONIQUE 30" | 119
6099A | SOPORTE ENTRADA W SPIKA 21" | WATER INLET SUPPORT 21" |  | SUPPORT D'ENTRÉE W SPIKA 21" | 8
6126A | TUBO IMPULSION SPIKA 21" | WATER PUMP OUT TUBE 21 | TUBO MANDATA SPIKA 21" | TUBE D'IMPULSION SPIKA 21" | 12
6128A | TUBO IMPULSION SPIKA 26-30" | WATER PUMP OUT TUBE 26-30 | TUBO MANDATA SPIKA 26-30 " | TUBE D'IMPULSION SPIKA 26-30" | 14
6129A | TUBO IMPULSION MS SUPERIOR | UPPER WATER PUMP DISCHARGE TUBE | TUBO MANDATA SUPERIORE MS | TUBE DE DÉCHARGEMENT DE LA POMPE À EAU SUPÉRIEURE | 15
6130A | TUBO IMPULSION MS INFERIOR | LOWER WATER PUMP DISCHARGE TUBE | TUBO MANDATA INFERIORE MS | TUBE DE DÉCHARGEMENT DE LA POMPE À EAU INFÉRIEURE | 11
6157A | CONDENSADOR 26X3 MS | CONDENSER 26*3 MS | CONDENSATORE 26X3 MS-400 D90717 | CONDENSEUR 26*3 MS | 612
6250C | PROGRAMADOR 10' 115/60 C/TAQ.(3 MICROS) | TIMER 10' 115/60 WITH PINS (3 MICRO | PROGRAMMATORE 10 '115/60 C / TAQ. (3 MICROS) | PROGRAMMEUR 10' 115/60 AVEC ÉTIQUETTE (3 MICROS) | 98
6252C | PLACA CONTROL MS 220V 50/60HZ NTC (V2.01) EX |  | TARGA DI CONTROLLO MS 220V 50 / 60HZ NTC (V2.00) EX | CARTE DE CONTRÔLE MS 220V 50/60HZ NTC (V2.01) EX | 183
6252D | PLACA CONTROL MS 220V 50/60HZ NTC (V3.01) EX |  | TARGA DI CONTROLLO MS 220V 50 / 60HZ NTC (V2.00) EX | CARTE DE CONTRÔLE MS 220V 50/60HZ NTC (V3.01) EX | 183
6252DNEX | PLACA CONTROL MS 220V 50/60HZ NTC (V3.00) | CONTROL PANEL MS 220V 50/60HZ NTC (V3.00) | SCHEDA DI CONTROLLO MS 220V 50/60HZ NTC (V3.00) | CARTE DE CONTRÔLE MS 220V 50/60HZ NTC (V3.00) | 172
6252E | PLACA CONTROL MS 220V 50/60HZ NTC (V3.01) |  | TARGA DI CONTROLLO MS 220V 50 / 60HZ NTC (V2.00) EX | CARTE DE CONTRÔLE MS 220V 50/60HZ NTC (V3.01) | 311
6253C | PLACA CONTROL MS 115V/60HZ | ELECTRONIC BOARD | PIASTRA DI CONTROLLO MS 115V / 60HZ NTC (V2.00) EX | CARTE DE CONTRÔLE MS 115V/60HZ | 183
6253D | PLACA CONTROL MS 115V/60HZ | ELECTRONIC BOARD | PIASTRA DI CONTROLLO MS 115V / 60HZ NTC (V2.00) EX | CARTE DE CONTRÔLE MS 115V/60HZ | 183
6260U | PILAR DELANTERO DCHO SPIKA 175-285 R290 (6260URB) |  | SPIKA 175-285 R290 BATTERIA ANTERIORE DESTRA | PILLAR AVANT DROIT SPIKA 175-285 R290 (6260URB) | 13
6283A | CUBIERTA SPIKA 80/175 (6283ACT) | TOP PANEL NG | COPERTURA SPIKA 80/175 | COUVERCLE SPIKA 80/175 (6283ACT) | 69
6284A | CUBIERTA SPIKA 130/285 (6284ACT) | TOP PANEL SPIKA | COPERCHIO SPIKA 130/285 | COUVERCLE SPIKA 130/285 (6284ACT) | 85
6315U | TRASERA MS 200/440 R290 (6315UCT) | REAR PANEL | POSTERIORE MS 200/440 | ARRIÈRE MS 200/440 R290 (6315UCT) | 15
6318U | SOPORTE CUADRO MS 200/440 R290 (6318URB) |  | SUPPORTO DA TAVOLO MS 200/440 R290 | SUPPORT DE PANNEAU DE CONTRÔLE MS 200/440 R290 (6318URB) | 13
6319U | PUENTE DCHO MS 200/440 R290 (6319URB) | RIGHT BRIDGE | PONTE DESTRO MS 200/440 | PONT DROIT MS 200/440 R290 (6319URB) | 18
6320A | PUENTE DCHO MS 400/880 (6320ARB) | RIGHT BRIDGE-SUPPORT | PONTE DESTRA MS 400/880 | PONT DROIT MS 400/880 (6320ARB) | 7
6321U | TIRANTE TRASERO MS R290 (6321URB) | BACK BRIDGE | DIRITTO POSTERIORE MS R290 | BRACE ARRIÈRE MS R290 (6321URB) | 10
635A | TRASERA NG-40 (635ACT) | REAR COVER | POSTERIORE NG-40 | ARRIÈRE NG-40 (635ACT) | 11
6360A | INYECTOR MNG (A) | NUZZLE MNG | INIETTORE DI MNG (A) | INJECTEUR MNG (A) | 3
6360B | INYECTOR MNG (B) | NUZZLE MNG | INIETTORE DI MNG (A) | INJECTEUR MNG (B) | 3
6453AU | FRENTE REJILLA ECO DELTA 120 INOX R290 (ATEX) (6453AUCT) | FRONT GRILL | GRIGLIA FRONTALE | GRILLE AVANT ECO DELTA 120 INOX R290 (ATEX) (6453AUCT) | 120
6453AUCT | FRENTE REJILLA ECO DELTA 135 INOX R290 (ATEX) |  |  | GRILLE AVANT ECO DELTA 135 INOX R290 (ATEX) | 120
6454A | MASA BOMBA MS V2 |  | MASSA TERRA POMPA MS V2 | MASSE DE POMPE MS V2 | 7
6456A | JUNTA DISTRIBUIDOR SPIKA V2 | DISTRIBUTOR JOINT V2 | GUARNIZIONE DISTRIBUTORE SPIKA V2 | JOINT DE DISTRIBUTEUR SPIKA V2 | 11
6469A | CONDENSADOR 32X4 MNG-400 | SPARE - CONDENSER 32*4 | CONDENSATORE 32X4 MNG-400 | CONDENSEUR 32X4 MNG-400 | 781
6477A | MOTOR 0.18KW REFORZADO 220/50-60 63-B14 |  |  | MOTEUR 0.18KW RENFORCÉ 220/50-60 63-B14 | 421
6488A | TUBO IMPULSION MNG | MNG IMPULSION PIPE | TUBO DI IMPULSIONE MNG | TUBE D'IMPULSION MNG | 9
6500U | SOPORTE VENTILADOR P250 H55 1D R290 (6500URB) | FAN SUPPORT | SUPPORTO VENTOLA P250 H55 1D R290 | SOUTIEN VENTILATEUR P250 H55 1D R290 (6500URB) | 9
6569A | COMPRESOR 220/60/III (39,6CC) |  | COMPRESSORE TFH4522Z "K" 220V / 60HZ III (39.95CC) (TUBI) | COMPRESSEUR 220/60/III (39,6CC) | 1117
6676A | CABLEADO P45-65 |  |  | CÂBLAGE P45-65 | 40
6702A | REJILLA VITRINA SIMPLE (6702ACT) |  | GRIGLIA VITRINA SEMPLICE | GRILLE VITRINE SIMPLE (6702ACT) | 8
6703U | REJILLA VITRINA DOBLE R290 (6703UCT) |  | DOPPIO VETRO DOCCIA | GRILLE VITRINE DOUBLE R290 (6703UCT) | 34
6730A | LATERAL DCHO B-500-750-900 GRAPA (6730ACT) | RIGHT SIDE B-500-750-900 |  | LATÉRAL DROIT B-500-750-900 GRAPPE (6730ACT) | 133
6731A | LATERAL IZDO B-500-750-900 GRAPA (6731ACT) | LEFT SIDE B-500-750-900 |  | LATÉRAL GAUCHE B-500-750-900 GRAPPE (6731ACT) | 133
6733A | TRASERA SILO B-500 (6733ACT) | BACK BIN B-500 |  | ARRIÈRE SILO B-500 (6733ACT) | 145
6874A | AGITADOR DISPENSADOR | DISPENSER AGITATOR | AGITATORE DI DISPENSAZIONE | AGITATEUR DISTRIBUTEUR | 254
6907A | CONDENSADOR 8X3 NG-20 | SPARE - CONDENSER 8*3 | CONDENSATORE 8X3 NG-20 | CONDENSEUR 8X3 NG-20 | 88
6917A | TAPA SILO B-500 / S-220 (IQ) (6917ACT) | BIN COVER B-500 / S-220 (IQ) | BIN COVER B-500 / S-220 (IQ) | COUVERCLE SILO B-500 / S-220 (IQ) (6917ACT) | 74
6935A | CABLEADO ECO 40-60-80 | ELECTRIC BOARD 40 60 80 | CABLAGGIO ECO 40-60-80 | CÂBLAGE ECO 40-60-80 | 46
7476E | MINI PRESOSTATO 16-18 BAR | CONDENSATION PRESSURE SWITCH 16-18 | MINI PRESSOSTATO NSDHF-EW15001 16-18 BAR | MINI PRESOSTAT 16-18 BAR | 28
7699A | TAPA SILO S750 S350 (IQ) (7699ACT) |  | BIN COVER S750 S350 (IQ) | PORTE SILO S750 S350 (IQ) (7699ACT) | 143
7701A | TAPA SILO S900 (IQ) (7701ACT) |  | BIN LID S900 (IQ) | PORTE SILO S900 (IQ) (7701ACT) | 119
7747A | CONVERTIDOR DE FRECUENCIA 0.25KW | FREQUENCY CONVERTER |  |  | 493
7760UA | FRENTE REJILLA ECO 30-40 INOX BOLITAS R290 (ATEX) (7760UACT) |  | GRIGLIA ANTERIORE ECO 30-40 SFERE INOX R290 | FAÇADE GRILLE ECO 30-40 INOX BOLITAS R290 (ATEX) (7760UACT) | 40
7761UA | FRENTE REJILLA ECO 60 INOX BOLITAS R290 (ATEX) (7761UACT) |  | GRIGLIA ANTERIORE ECO 60 SFERE INOX R290 | FAÇADE GRILLE ECO 60 INOX BOLITAS R290 (ATEX) (7761UACT) | 57
7840A | COMPRESOR 380V-50HZ R404A (68CC) |  | COMPRESSORE TFH2511Z T 380V-50 / 60HZ R404A (74.25CC) (2547230115-M) | COMPRESSEUR 380V-50HZ R404A (68CC) | 1429
7842A | COMPRESOR AG4561P-TZ TU M18 400/440-50/60HZ TUBOS (112.5CC) |  |  | COMPRESSEUR AG4561P-TZ TU M18 400/440-50/60HZ TUBES (112.5CC) | 1792
7845A | COJINETE DUCHA MRNG V2 | SHOWER NOZZLE BEARING MRNG | CUSCINETTO DOCCIA MRNG V2 | ROULEMENT DOUCHE MRNG V2 | 6
7853A | SOPORTE EVAPORADOR MRNG (7853ARB) | MRNG EVAPORATOR SUPPORT | SUPPORTO EVAPORATORE MRNG | SUPPORT EVAPORATEUR MRNG (7853ARB) | 11
7876A | CAIDA HIELO SUPERIOR MRNG (7876ACT) |  |  |  | 32
7876ACT | CAIDA HIELO SUPERIOR MRNG |  |  |  | 32
7877A | CAIDA HIELO INFERIOR MRNG (7877ACT) |  |  |  | 32
7877ACT | CAIDA HIELO INFERIOR MRNG |  |  |  | 32
7882E | PLACA CONTROL MRNG C/PILA C/CONECTORES ATEX |  |  |  | 182
7885A | REJILLA AIREACION NGQ 20-40 | FRONT LOUVER Q20-40 | GRIGLIA ANTERIORE NGQ 20-40 | GRILLE AÉRATION NGQ 20-40 | 26
7919A | BASE CUADRO ELEC. GENERADOR GIQ850 CAREL (7919ACT) |  | SCHEDA DI BASE ELEC. GENERATORE CAREL GIQ850 | BASE DU TABLEAU ÉLECTRIQUE GÉNÉRATEUR GIQ850 CAREL (7919ACT) | 15
7919B | BASE CUADRO ELEC. GENERADOR GIQ850 (variador M100) (7919BCT) |  | SCHEDA DI BASE ELEC. GENERATORE CAREL GIQ850 | BASE DU TABLEAU ÉLECTRIQUE GÉNÉRATEUR GIQ850 (VARIATEUR M100) (7919BCT) | 17
8055A | PILAR ACOMETIDAS NGQ20-40 (8055ACT) | SUPPORT FOR WATER SUPPLIES | PILASTRO COLLEGAMENTI NGQ20-40 | PILIER D'ACCOMMODATION NGQ20-40 (8055ACT) | 7
808AUDF | BANCADA NG-40- IQ 85 R290 DP (808AUDFCT) |  | PIASTRA DI BASE NG-40- IQ 85 R290 | BANCHE NG-40- IQ 85 R290 DP (808AUDFCT) | 82
8090A | CONJUNTO PANEL FRONTAL MNG | MNG FRONT PANEL ASSEMBLY | MNG SET PANNELLO ANTERIORE | ENSEMBLE PANNEAU AVANT MNG | 291
8096A | MOTOR VENT.34W 115/60 No UL | FAN MOTOR | MOTORE VENTILATORE | MOTEUR VENT.34W 115/60 Non UL | 83
8143DNEX | PLACA CONTROL ELECTRONICA 220V/50-60HZ | ELECTRONIC BOARD 220V/50HZ | PLACA ELETTRONICA CUBETTI / SPIKA 220V / 50-60HZ (V / S CSPK05) 02.52.0441.R2 EX | PLAQUE DE CONTRÔLE ÉLECTRONIQUE 220V/50-60HZ | 102
8143E | PLACA CONTROL ELECTRONICA 220V/50-60HZ | ELECTRONIC BOARD 220V/50-60HZ | PLACA ELETTRONICA CUBETTI / SPIKA 220V / 50-60HZ (V / S CSPK05) 02.52.0441.R2 EX | PLAQUE DE CONTRÔLE ÉLECTRONIQUE 220V/50-60HZ | 102
8167B | CABLEADO NG-20 ELECTRONICA (ATEX) |  |  |  | 78
8174A | COMPRESOR 380V-50HZ R404A (54,3CC - BAJA) |  | COMPRESSORE TFH2480Z "T" TUBI 380-50 / 60 R404A (53.2CC-LOW) (2547030115-M) | COMPRESSEUR 380V-50HZ R404A (54,3CC - BASSE) | 1341
8181A | CONDENSADOR 20X3 | CONDENSER 20X3 | CONDENSATORE 20X3 | CONDENSATEUR 20X3 | 455
8213U | CORTINA CUADR. ELECTRICO NG-20 R290 ATEX | ELECTRICAL SWITCHBOX CURTAIN | TENDA CUADR. NG-20 ELETTRICO | RIDEAU CARRÉ ÉLECTRIQUE NG-20 R290 ATEX | 8
8261A | COMPRESOR (FH2) 220/240V-50HZ-1P (63CC) | COMPRESSOR (FH2) FH4538Z-XC TU 220/240V-50HZ-1P (63CC) (FH4ZF1JF602A23) | COMPRESSORE (FH2) FH4538Z-XC TU 220/240V-50HZ-1P (63CC) (FH4ZF1JF602A23) | COMPRESSEUR (FH2) 220/240V-50HZ-1P (63CC) | 1431
8274A | TAPA SILO S1050 / S-500 IQ (8274ACT) | COVER BIN S1050 / S-500 IQ | BIN LID S1050 S-500 (IQ) | PORTE SILO S1050 / S-500 IQ (8274ACT) | 132
82804A | SCALA 3TN VALVULA DE FLOTADOR (2024) |  |  | SCALA 3TN VANNE À FLOTTEUR (2024) | 122
8304EK | KIT ELECTRICO COMPRESOR | COMPRESSOR NTU6238GKV 208-230V/60HZ 404A (26.21CC) | COMPRESSORE NTU6238GKV 208-230V / 60HZ 404A (26.21CC) | KIT ÉLECTRIQUE COMPRESSEUR | 193
8358A | SOPORTE CORTINA NG-20 | CURTAIN SUPPORT NG-20 | SUPPORTO TENDA NG-20 | SUPPORT RIDEAU NG-20 | 6
8378A | COMPRESOR (FH2) FH4538Z-XN TU 220/60/I (63CC) | COMPRESSOR (FH2) FH4538Z-XN TU 220/60/I (63CC) (FH4ZF1DF602A23) | COMPRESSORE (FH2) FH4538Z-XN TU 220/60/I (63CC) (FH4ZF1DF602A23) | COMPRESSEUR (FH2) FH4538Z-XN TU 220/60/I (63CC) | 1484
8421A | SOPORTE PILOTOS GENERADOR IQ850 (variador M100) | LEDS SUPPORT GIQ | SUPPORTO PILOTA GENERATORE IQ850 | SUPPORT PILOTES GÉNÉRATEUR IQ850 (VARIATEUR M100) | 4
844A | PALA MEDIANA CUBITOS (176-BLANCA) NEUTRA |  |  | PALE MOYENNE CUBITOS (176-BLANCO) NEUTRE | 33
8450A | COMPRESOR(FH2) FH4524Z XC TU 220/240V-50HZ (43.5CC) (FH4ZB1JF606A23) | COMPRESSOR FH4524Z F 220/240V-50HZ (43.5CC) | COMPRESSORE FH4524Z F 220 / 240V-50HZ (43.5CC) (2505230123-M) | COMPRESSEUR (FH2) FH4524Z XC TU 220/240V-50HZ (43,5CC) (FH4ZB1JF606A23) | 1505
8465UA | FRENTE REJILLA FIM 30-40 R290 (ATEX) (8465UACT) |  | GRIGLIA ANTERIORE ANTERIORE 30-40 R290 | FACE GRILLE FIM 30-40 R290 (ATEX) (8465UACT) | 40
8466UA | FRENTE REJILLA FIM 60 R290 (ATEX) (8466UACT) |  | GRIGLIA ANTERIORE FIM 60 R290 | FACE GRILLE FIM 60 R290 (ATEX) (8466UACT) | 57
8467U | FRENTE REJILLA FIM 80 R290 (ATEX) (8467UCT) |  | FIM 80 GRIGLIA ANTERIORE | FACE GRILLE FIM 80 R290 (ATEX) (8467UCT) | 78
8468AU | FRENTE REJILLA FIM 130 R290 (ATEX) (8468AUCT) |  | GRIGLIA ANTERIORE ANTERIORE 130 | FACE GRILLE FIM 130 R290 (ATEX) (8468AUCT) | 123
8472U | FRENTE REJILLA FIM 20 (ATEX) (8472UCT) |  | GRIGLIA ANTERIORE ANTERIORE 20 | FACE GRILLE FIM 20 (ATEX) (8472UCT) | 27
8492U | FIJO REJILLA NGQ50 R290 (8492UCT) | SUPPORT GRILL 50 | FISSAGGIO GRIGLIA NGQ50 | GRILLE FIXE NGQ50 R290 (8492UCT) | 7
8510U | BANCADA NGQ50 R290 (8510UCT) | CONDENSING UNIT BASENGQ50 | PIASTRA DI BASE NGQ50 | BANCHE NGQ50 R290 (8510UCT) | 19
8513U | REJILLA NGQ20-40 ICE TECH R290 (8513UCT) | FRONT LOUVER Q20-40 | GRIGLIA NGQ20-40 ICE TECH | GRILLE NGQ20-40 ICE TECH R290 (8513UCT) | 13
8515U | BANCADA NGQ60 R290 (8515UCT) | CONDENSING UNIT BASENGQ60 | BANK NGQ60 | BANCHE NGQ60 R290 (8515UCT) | 25
8522U | FIJO REJILLA NGQ60 R290 (8522UCT) | SUPPORT GRILL 60 | GRIGLIA FISSA NGQ60 | GRILLE FIXE NGQ60 R290 (8522UCT) | 5
8526U | CABEZAL FABRIC. NGQ60 (CH) R290 (8526URB) | PRODUCTION ASSEMBLY NGQ60 | TESTA DI TESSUTO NGQ60 (CH) | TÊTE DE FABRICATION NGQ50 (CH) R290 (8526URB) | 115
8527U | CABEZAL FABRIC. NGQ90 (CH) R290 (8527URB) | PRODUCTION ASSEMBLY NGQ90 | TESTA DI TESSUTO NGQ90 (CH) | TÊTE DE FABRICATION NGQ90 (CH) R290 (8527URB) | 131
8528U | CABEZAL FABRIC. NGQ130 (CH) R290 (8528URB) | PRODUCTION ASSEMBLY NGQ130 | ASSIEME EVAPORATORE NGQ130 (CH) | TÊTE DE FABRICATION NGQ130 (CH) R290 (8528URB) | 167
8551U | BANCADA NGQ90 R290 (8551UCT) | CONDENSING UNIT BASENGQ90 | BANKING NGQ90 | BANCHE NGQ90 R290 (8551UCT) | 25
8553B | LATERAL DCHO NGQ90-130 R290 (8553BCT) | RIGHT PANEL NGQ90 130 | FIANCO DESTRO NGQ90-130 | LATÉRAL DROIT NGQ90-130 R290 (8553BCT) | 96
8554B | LATERAL IZDO NGQ90-130 R290 (8554BCT) | LEFT PANEL NGQ90 130 | FIANCO SINISTRO NGQ90-130 | LATÉRAL GAUCHE NGQ90-130 R290 (8554BCT) | 96
8558U | FRENTE NGQ130 R290 (8558UCT) | FRONT PANEL NGQ130 | ANTERIORE NGQ130 | FACE NGQ130 R290 (8558UCT) | 64
8561U | FIJO REJILLA NGQ90 R290 (8561UCT) | SUPPORT GRILL 90 | GRIGLIA FISSA NGQ90 | GRILLE FIXE NGQ90 R290 (8561UCT) | 8
8562U | FIJO REJILLA NGQ130 R290 (8562UCT) | SUPPORT GRILL 130 | FISSAGGIO GRIGLIA NGQ130 | GRILLE FIXE NGQ130 R290 (8562UCT) | 9
8572U | BANCADA NGQ130 R290 (8572UCT) | CONDENSING UNIT BASENGQ130 | PIASTRA DI BASE NGQ130 | BANCHE NGQ130 R290 (8572UCT) | 31
8575A | INTERCAMBIADOR HX1/2 0.37KW 1/2X1/4 | EXCHANGER PACKLESS HXR-25 1/2X1/4 | SCAMBIATORE HXR-25 1 / 2X1 / 4 SENZA PACCHETTO (390220) | ÉCHANGEUR HX1/2 0,37KW 1/2X1/4 | 160
8619U | FRENTE FAGOR IQ 550 R290 (8619UCT) |  | FAGOR FRONT IQ-500 | FACE FAGOR IQ 550 R290 (8619UCT) | 85
8671A | TOPE SONDA CORTINA MS | CURTAIN PROBE STOP MS | SONDA TENDA PARAURTI MS | TOPE SONDE RIDEAU MS | 7
8705U | FRENTE ICETECH IQ 550 R290 (8705UCT) | FRONT ICETECH IQ-500 | ICETECH IQ-500 ANTERIORE | FACE ICETECH IQ 550 R290 (8705UCT) | 58
8710U | REJILLA NGQ20-40 FAGOR R290 (8710UCT) |  | GRIGLIA NGQ20-40 FAGOR | GRILLE NGQ20-40 FAGOR R290 (8710UCT) | 13
8723U | BANCADA NGQ150 R290 (8723URB) |  | BANK NGQ150 | BANCHE NGQ150 R290 (8723URB) | 290
8800A | CONDENSADOR CG06 GRIS S/VENTILADOR |  | CONDENSATORE CG06 NERO S / FAN | CONDENSEUR CG06 GRIS SANS VENTILATEUR | 520
8802A | TAPA SILO S900 (1xIQ) (8802ACT) |  | BIN LID S900 (1xIQ) | FACE SILO S900 (1xIQ) (8802ACT) | 119
8869A | JUNTA TORICA 29,2X5 FDA |  |  | JOINT TORIQUE 29,2X5 FDA | 6
8904C | REJILLA EXPULSORA VARILLAS ECO40 | ICE CUBES RAMP | GRIGLIA ESPULSIVA VARILLAS ECO40 | GRILLE EXPULSION VARILLAS ECO40 | 21
8905A | REJILLA EXPULSORA VARILLAS ECO50 | ICE CUBES RAMP | GRIGLIA ESPULSIVA VARILLAS ECO50 | GRILLE EXPULSION VARILLAS ECO50 | 15
8906A | REJILLA EXPULSORA VARILLAS ECO70 | ICE CUBES RAMP | GRIGLIA ESPULSIVA VARILLAS ECO70 | GRILLE EXPULSION VARILLAS ECO70 | 16
8907B | REJILLA EXPULSORA VARILLAS ECO130 | CUVE EJECT GRILL 110 | GRIGLIA DI ESPULSIONE VARILLAS ECO110 | GRILLE EXPULSION VARILLAS ECO130 | 84
8953A | JUNTA TORICA 30,00x3,00 NBR 70 Sh NSF 61 NEGRA |  |  | JOINT TORIQUE 30,00x3,00 NBR 70 Sh NSF 61 NOIR | 6
8954A | JUNTA TORICA 86,00x3,00 NBR 70 Sh NSF 61 NEGRA |  |  | JOINT TORIQUE 86,00x3,00 NBR 70 Sh NSF 61 NOIR | 3
8961U | SOPORTE ACOMETIDAS NGQ150 R290 (8961UCT) |  | SUPPORTO RUSH NGQ150 | SUPPORT ACOMETTES NGQ150 R290 (8961UCT) | 8
8987CT | SOPORTE DISPLAY GIQ |  |  | SUPPORT AFFICHAGE GIQ | 12
920A | CUBIERTA NG-40 (920ACT) | TOP PANEL | COPERCHIO NG-40 | COUVERTURE NG-40 (920ACT) | 45
942A | VISOR 3/8 SOLDAR CASTEL (60 BAR) | SIGHT DANFOSS SGN 10S 3/8 | SPIA LIQUIDO 3/8 SALDAR | VUE 3/8 SOUDER CASTEL (60 BAR) | 50
99A | CABEZA EXTRUSIONADORA TROCEADO TUBO 40 | BEARING HEAD | CAB.EXT.TROCEED TUBO GHIACCIO 40 | TÊTE EXTRUDEUSE MORCELEUR TUBE 40 | 49